## Readme
European Coal Plant Database
Status: 12 Oct 2020
Contact: Felix Reitz, Energy Analyst, Europe Beyond Coal - felix.reitz@beyond-coal.eu
This database is published under a Open Database License (ODbL) v1.0. For more information please visit https://opendatacommons.org/licenses/odbl/summary/ . The full license can be found here: https://opendatacommons.org/licenses/odbl/1.0/ Please cite as: 'Europe Beyond Coal: European Coal Plant Database, 12 Oct 2020'
Disclaimer: Europe Beyond Coal uses its best efforts to deliver a high quality of the Database and to verify that the data contained therein have been selected on the basis of sound judgement. It is based on all relevant data known of by the collaborators of Europe Beyond Coal, but may not be exhaustive, and there may exist further or updated information that they were not aware of. However, Europe Beyond Coal makes no warranties to that effect, and shall not be liable for any damage that may result from errors or omissions in the Database.
To report errors or updates please contact: felix.reitz@beyond-coal.eu
NOTES
1. Scope:
This database lists the vast majority of coal plants in all EU member states that use coal for electricity generation (22 countries), 5 Western Balkan states and Turkey. Plants retired before 2005 in the EU and before 2016 in the Western Balkans or in Turkey are not listed. The database covers coal power plants larger than 15 MW (net) in size (with a few minor exceptions) that provide electricity or electricity and heat (combined heat and power, 'CHP'), other plants are omitted. The database only includes units fired with coal as main fuel.
2. Sources:
Basic plant parameters: | Every data point on unit level has been individually researched and sourced. Types of sources include official plant lists of government bodies, permits, company websites, company reports, news articles, and tenders. In a few cases utilities or authorities were called directly or on-site visits were undertaken.
Emissions data (EU only):
EPRTR (pollutants) | European Pollutant Release and Transfer Register; https://www.eea.europa.eu/data-and-maps/data/member-states-reporting-art-7-under-the-european-pollutant-release-and-transfer-register-e-prtr-regulation-19
EUTL (CO2 emissions) | EU Emissions Trading System data from European Union Transaction Log (EUTL); https://ec.europa.eu/clima/policies/ets/registry_en#tab-0-1
LCPD (pollutants) | Reported data on large combustion plants covered by Directive 2001/80/EC (Large Combustion Plants Directive - LCPD); https://www.eea.europa.eu/data-and-maps/data/lcp-5/plant-by-plant-emissions-lcp/lcp_db_mdb
The data for pollutant emissions sourced from either EPRTR or LCPD. In case of contradicting information a plausibility check was performed. Data for Western Balkan plants (except Serbia) were gathered manually from different individual sources. For more information please get in direct contact with us.
Health impacts (EU only):
Model results based on methodology used in report "Last Gasp: The coal companies making Europe sick", published by Climate Action Network Europe/written and endorsed by Europe Beyond Coal, Sandbag, Greenpeace Central and Eastern Europe, and the European Environmental Bureau. [www.beyond-coal.eu/last-gasp]. November 2018. Calculations related to health impacts use official 2016 pollution data as reported to the European Environment Agency (EEA) by member states.
3. Data gaps:
1. Due to lack of structured and publically available data there is no information on pollution and co2 emissions from Turkish power plants.
2. Data for Turkey and the Western Balkans in the period 2005-2015 is not complete.
3. Ownership structure pays respect to majority owner only, even if several owners exist.
4. Country sheet:
1. "MW" always refers to MW electric gross.
2. The status "Under construction" aggregates the statuses "Construction" and "Test phase".
3. The status "Open" aggregates the statuses "Operational", "Retrofitting", "Deactivated" and "Standby".
4. The status "Retired or fuel switch" aggregates the statuses "Retired" and "No longer coal".
5. The health data shows the impacts caused by power plants that are situated in the respective country (i.e. inside AND outside the country), not the health impacts of coal power emissions IN that country.
5. Plant sheet:
1. Colum J ("Commissioning year of first unit") provides the commissioning year of the oldest of the still open units of the plant.
2. Column L ("Date of retirement announcement") only specifies a date if all remaining units of the plant have announced to retire. It refers to the unit(s) that is/are the last to retire.
3. In column P "Coal units open" and column R "Open coal capacity," the term "open" refers to units/plants with the following statuses: operational, retrofitting, standby, and deactivated.
4. The column S ("Coal capacity under construction") includes both units under construction and in test phase (as opposed to "open" capacity in the column before).
5. If a plant is announced to retire in the year 8888, then this should be interpreted as a certain retirement in or before 2030, but the exact retirement year is still unknown.
6. If a plant is announced to retire in the year 9999, then this should be interpreted as an announced retirement which will probably be after 2030, but the exact retirement year is still unknown.
6. Unit sheet:
1. Column I ("Commissioning year") provides a default value of 1970 when the year is unknown.
2. Column J ("(Announced) retirement year") provides retirement years for retired units and operational units which announced to retire. It provides a default value of 2010 if a unit is retired and retirement year is unknown.
3. Units in countries whose governments have announced a national coal phase-out are currently not listed as "announced to retire". Exceptions apply for those units where a retirement is explicitly stated for reasons other than the coal phase-out. Retirements under a national coal phase-out will be listed as "announced to retire" as soon as there is a legally binding foundation. For more information on the coal phase-out status of countries, have a look at the data section on our website (www.beyond-coal.eu/data).
4. For unit status definitions see "Status definitions" above.
5. Column R ("Capacity") provides a default value of 100 MW in case the capacity is unknown.
6. Column O ("Unit type") is defined as follows: "conventional" => focus on electricity generation, no or almost no heat supply; "chp" => both electricity and heat generation (heat part mostly for non-industrial purposes); "industrial" => electricity and heat generation, heat output for industrial purposes; "heat" => only heat generation; in some cases the distinction is equivocal
7. If a unit is announced to retire in the year 8888, then this should be interpreted as a certain retirement in or before 2030, but the exact retirement year is still unknown.
6. If a unit is announced to retire in the year 9999, then this should be interpreted as an announced retirement which will probably be after 2030, but the exact retirement year is still unknown.
7. New coal projects:
1. For an explanation of the compilation of this data, see "Methodology," EndCoal.org, at http://bit.ly/2t04adO
2. Please note that the data compiled here is on "project" level. A project aggregates all new units at one site/plant.
3. Column F ("Owner") provides the parent company of the sponsor of the project.
4. For CO2 calculation method, see "Estimating carbon dioxide emissions from coal plants," by SourceWatch at http://bit.ly/1jP1Lrw
8. Other:
The Silopi plant in Turkey (TR-1) does not burn lignite, but asphaltite. The characteristics of asphaltite are most similar to those of lignite which is why we have classified it as lignite.
Status definitions
Announced | The project has appeared in corporate or governmental planning documents but has not yet moved actively forward by applying for permits or seeking land, coal, or financing.
Pre-permit development | The project has actively moved forward in one or more of the following ways: applying for environmental permits, acquiring land, acquiring coal, acquiring water rights, acquiring transmission arrangements, or securing financing.
Permitted | The project has secured all environmental permits but has not broken ground.
Construction | Physical construction of the unit (i.e. concrete and steel, not just a ground-breaking ceremony or early site preparation) is proceeding.
Test phase | Unit is in the process of being commissioned but not yet in commercial operation.
Operational | Unit is in commercial operation and connected to the grid.
Retrofitting | Unit is temporarily offline due to retrofitting/modernization.
Standby | Unit is on standby and can be activated within a short period of time.
Deactivated | Unit has been deactivated/mothballed - it can potentially be turned back on.
Retired | Unit is shut down permanently, decommissioned, in some cases already dismantled.
No longer coal | Unit has been converted from coal to another fuel. All data refers to the former coal unit. The converted unit may or may not be running anymore.

## Country
1
EUROPEAN COAL capacity/plants/units split by region/country/company
Source: Europe Beyond Coal Database; status: 12 Oct 2020
|  |  |  | Status @ 12 Oct 2020 | [6 empty] | Open capacity/plants/units (@1. Jan) | [10 empty] | Added capacity/plants/units | [10 empty] | Retired capacity/plants/units | [12 empty] | CO2 emissions (EU only) | [31 empty] | Pollutants |  |  |  |  | Modelled health impacts (caused by power plants in country/region => only EU countries; impacts can be anywhere in Europe and beyond)
|  |  | Unit | Under construction | Open |  |  |  | Retired or fuel switch |  | Actuals | [10 empty] | Actuals | [10 empty] | Actuals | [11 empty] | Unit | Total (EU only) | [9 empty] | Lignite only (EU only) | [9 empty] | Hard coal only (EU only) | [10 empty] | Unit | SO2 (EU only) | Nox (EU only) | PM10 (dust) (EU only) |  | Unit | Premature deaths | Chronic bronchitis (adults only) | Hospital admissions | Lost working days | Asthma symptom days in children | Unit | Health costs (median) | Health costs (high)
|  |  |  | Total | Total | Lignite only | Hard Coal only | Open but announced to retire | Since 1 Jan 2016 | Since 1 Jan 20051 | 2010 | 2011 | 2012 | 2013 | 2014 | 2015 | 2016 | 2017 | 2018 | 2019 | 2020 | 2010 | 2011 | 2012 | 2013 | 2014 | 2015 | 2016 | 2017 | 2018 | 2019 | 2020 | 2010 | 2011 | 2012 | 2013 | 2014 | 2015 | 2016 | 2017 | 2018 | 2019 | 2020 |  |  | 2010 | 2011 | 2012 | 2013 | 2014 | 2015 | 2016 | 2017 | 2018 | 2019 | 2010 | 2011 | 2012 | 2013 | 2014 | 2015 | 2016 | 2017 | 2018 | 2019 | 2010 | 2011 | 2012 | 2013 | 2014 | 2015 | 2016 | 2017 | 2018 | 2019 |  |  | 2016 | 2016 | 2016 |  |  | 2016 | 2016 | 2016 | 2016 | 2016 |  | 2016 | 2016
Capacity | ALL Europe |  | MW | 3839.1304 | 165928.4939 | 70967.1826 | 94961.3113 | 71190.7087 | 40691.1957 | 81261.8126 | Actuals 2016: 194740.82; Actuals 2017: 188275.2678; Actuals 2018: 184675.7461; Actuals 2019: 180709.633; Actuals 2020: 175176.6439 | [6 empty] | 3495.6522 | 2448 | 707.6087 | 2310 | 4287.6087 | [6 empty] | 9961.2043 | 6047.5217 | 4673.7217 | 7842.9891 | 16092.7587 | CO2 | Mt | [30 empty] | Pollutants | kt |  |  |  | Health | No. | [5 empty] | Euro2016
# Plants | ALL Europe |  | No. | 3 | 264 | 107 | 157 | 108 | 56 | 117 | Actuals 2016: 309; Actuals 2017: 304; Actuals 2018: 295; Actuals 2019: 290; Actuals 2020: 280 | [6 empty] | 4 | 1 | 3 | 1 | 2 | [6 empty] | 9 | 10 | 8 | 11 | 22
# Units | ALL Europe |  | No. | 7 | 663 | 315 | 348 | 214 | 140 | 371 | Actuals 2016: 780; Actuals 2017: 757; Actuals 2018: 738; Actuals 2019: 727; Actuals 2020: 702 | [6 empty] | 8 | 4 | 3 | 4 | 6 | [6 empty] | 31 | 23 | 14 | 29 | 62
|  |  |  | European Coal Plant Database | [6 empty] | Actuals 2010: European Coal Plant Database | European Coal Plant Database | [10 empty] | European Coal Plant Database | [12 empty] | EUTL | [9 empty] | EUTL | [9 empty] | EUTL | [11 empty] | LCPD/EPRTR |  |  |  |  | Modelled as described (cf. readme sheet) | [5 empty] | Modelled as described (cf. readme sheet)
Capacity (+Health) | 1. Split By Region
|  | EU | MW | 2138.6957 | 136449.4678 | 50943.387 | 85506.0809 | 71190.7087 | 40691.1957 | 81039.8126 | 189709.37 | 190063.37 | 187667.6635 | 183611.3591 | 176656.7635 | 171889.4765 | 169987.0113 | 161271.4591 | 156351.9374 | 151898.2157 | 145855.2265 | 1469 | 1566 | 2875 | 1660 | 1868 | 7374.2609 | 1245.6522 | 1128 | 220 | 1800 | 4130 | 1115 | 3961.7065 | 6931.3043 | 8614.5957 | 6635.287 | 9276.7261 | 9961.2043 | 6047.5217 | 4673.7217 | 7842.9891 | 16092.7587 |  | Mt | 806.8484 | 827.314 | 870.4825 | 843.2158 | 777.9796 | 764.0997 | 677.1477 | 659.2902 | 602.1 | 459.666 | 356.6438 | 378.4137 | 379.2514 | 361.654 | 351.0191 | 348.3077 | 329.0705 | 336.5139 | 318.8919 | 262.2269 | 450.2045 | 448.9003 | 491.2311 | 481.5618 | 426.9605 | 415.792 | 348.0772 | 322.7743 | 288.6552 | 197.4371 |  | kt | 589.2232 | 557.6255 | 28.5927 |  | No. | 12243 | 5627 | 9396 | 3707296 | 238388 | Euro2016 | 18613036000 | 35583439000
|  | Turkey | MW | 1320 | 20692.0261 | 11236.7957 | 9455.2304 | 0 | 0 | 0 | Actuals 2016: 16266.8087; Actuals 2017: 18216.8087; Actuals 2018: 19536.8087; Actuals 2019: 20024.4174; Actuals 2020: 20534.4174 | [6 empty] | 1950 | 1320 | 487.6087 | 510 | 157.6087 | [6 empty] | 0 | 0 | 0 | 0 | 0 |  | Mt | [31 empty] | kt |  |  |  |  | No. | [5 empty] | Euro2016
|  | Western Balkans | MW | 380.4348 | 8787 | 8787 | 0 | 0 | 0 | 222 | Actuals 2016: 8487; Actuals 2017: 8787; Actuals 2018: 8787; Actuals 2019: 8787; Actuals 2020: 8787 | [6 empty] | 300 | 0 | 0 | 0 | 0 | [6 empty] | 0 | 0 | 0 | 0 | 0 |  | Mt | [31 empty] | kt | 720.162 | 83.054 | 28.8006 |  | No. | 3907 | 2024 | 3045 | 1166159 | 86294 | Euro2016 | 4695692000 | 8866286000
| 2. Split By Country | [6 empty] | www.abc.de
| EU Countries | [43 empty] | Mt
|  | Austria | MW | 0 | 0 | 0 | 0 | 0 | 763 | 1855.5 | 1459.5 | 1404.5 | 1213 | 1213 | 1213 | 1213 | 763 | 598 | 598 | 598 | 246 | 0 | 0 | 0 | 0 | 0 | 0 | 0 | 0 | 0 | 0 | 0 | 55 | 191.5 | 0 | 0 | 0 | 450 | 165 | 0 | 0 | 352 | 246 |  | Mt | 3.9058 | 4.2858 | 3.4875 | 3.3332 | 2.3268 | 2.3598 | 1.619 | 1.3753 | 1.39 | 1.2023 | 0 | 0 | 0 | 0 | 0 | 0 | 0 | 0 | 0 | 0 | 3.9058 | 4.2858 | 3.4875 | 3.3332 | 2.3268 | 2.3598 | 1.619 | 1.3753 | 1.39 | 1.2023 |  | kt | 0.14196 | 0.83106 | 0.02771 |  | No. | 6 | 3 | 5 | 2102 | 106 | Euro2016 | 9542000 | 18295000
|  | Belgium | MW | 0 | 0 | 0 | 0 | 0 | 560 | 1958.2 | 1365 | 1110 | 1110 | 1110 | 560 | 560 | 560 | 0 | 0 | 0 | 0 | 0 | 0 | 0 | 0 | 0 | 0 | 0 | 0 | 0 | 0 | 0 | 255 | 0 | 0 | 550 | 0 | 0 | 560 | 0 | 0 | 0 | 0 |  | Mt | 4.0367 | 3.1572 | 2.9739 | 2.6172 | 1.8812 | 1.9043 | 0.29101 | 0 | 0 | 0 | 0 | 0 | 0 | 0 | 0 | 0 | 0 | 0 | 0 | 0 | 4.0367 | 3.1572 | 2.9739 | 2.6172 | 1.8812 | 1.9043 | 0.29101 | 0 | 0 | 0 |  | kt | 0.09828 | 0.24317 | 0.0042828 |  | No. | 0 | 0 | 0 | 0 | 0 | Euro2016 | 0 | 0
|  | Bulgaria | MW | 0 | 5039 | 4450 | 589 | 0 | 0 | 1310 | 5576 | 5576 | 6246 | 6246 | 6036 | 5826 | 4986 | 4986 | 5039 | 5039 | 5039 | 0 | 670 | 0 | 0 | 0 | 0 | 0 | 53 | 0 | 0 | 0 | 0 | 0 | 0 | 210 | 210 | 840 | 0 | 0 | 0 | 0 | 0 |  | Mt | 26.0141 | 31.2072 | 27.1539 | 23.4236 | 25.4059 | 27.2478 | 24.0104 | 25.3487 | 22.0423 | 20.6322 | 20.8904 | 25.957 | 23.4406 | 20.7705 | 22.165 | 25.3615 | 22.2169 | 23.6214 | 20.4719 | 19.2554 | 5.1237 | 5.2502 | 3.7133 | 2.653 | 3.2409 | 1.8863 | 1.7935 | 1.7273 | 1.5704 | 1.3768 |  | kt | 60.072 | 25.383 | 1.237 |  | No. | 659 | 322 | 512 | 168333 | 14956 | Euro2016 | 1020817000 | 1934498000
|  | Croatia | MW | 0 | 335 | 0 | 335 | 125 | 0 | 0 | 335 | 335 | 335 | 335 | 335 | 335 | 335 | 335 | 210 | 210 | 210 | 0 | 0 | 0 | 0 | 0 | 0 | 0 | 0 | 0 | 0 | 0 | 0 | 0 | 0 | 0 | 0 | 0 | 0 | 125 | 0 | 0 | 0 |  | Mt | 0 | 0 | 0 | 2.1856 | 2.1521 | 2.0308 | 2.2553 | 1.2308 | 1.1575 | 1.3494 | 0 | 0 | 0 | 0 | 0 | 0 | 0 | 0 | 0 | 0 | 0 | 0 | 0 | 2.1856 | 2.1521 | 2.0308 | 2.2553 | 1.2308 | 1.1575 | 1.3494 |  | kt | 3.1144 | 3.683 | 0.15958 |  | No. | 86 | 53 | 61 | 27351 | 2146 | Euro2016 | 133831000 | 252629000
|  | Czech Republic | MW | 0 | 8398.2 | 7448 | 950.2 | 860 | 1934 | 2028.55 | 9600.75 | 9600.75 | 9595.5 | 9595.5 | 9595.5 | 9672.2 | 9672.2 | 9252.2 | 9230.2 | 9230.2 | 9030.2 | 0 | 0 | 0 | 0 | 136 | 0 | 0 | 0 | 0 | 0 | 660 | 0 | 5.25 | 0 | 0 | 59.3 | 0 | 420 | 22 | 0 | 200 | 1402 |  | Mt | 53.2122 | 52.8979 | 48.7725 | 45.7793 | 44.7201 | 45.0467 | 46.1153 | 44.9307 | 44.4201 | 41.1554 | 47.337 | 47.5711 | 44.2573 | 40.8855 | 40.2099 | 40.1721 | 41.3189 | 41.178 | 41.2127 | 38.9568 | 5.8752 | 5.3268 | 4.5152 | 4.8938 | 4.5102 | 4.8746 | 4.7964 | 3.7527 | 3.2074 | 2.1986 |  | kt | 58.247 | 45.5242 | 2.6574 |  | No. | 1219 | 566 | 981 | 442304 | 22016 | Euro2016 | 1861269000 | 3548703000
|  | Denmark | MW | 0 | 2237 | 0 | 2237 | 1826 | 1394 | 2343 | 4437 | 4202 | 4202 | 3936 | 3936 | 3631 | 3631 | 2500 | 2500 | 2500 | 2500 | 0 | 0 | 0 | 0 | 0 | 0 | 0 | 0 | 0 | 0 | 0 | 235 | 0 | 266 | 0 | 305 | 0 | 1131 | 0 | 0 | 0 | 263 |  | Mt | 13.6728 | 11.6498 | 9.6475 | 12.3665 | 9.7223 | 6.8495 | 8.0879 | 5.8213 | 4.9531 | 2.7339 | 0 | 0 | 0 | 0 | 0 | 0 | 0 | 0 | 0 | 0 | 13.6728 | 11.6498 | 9.6475 | 12.3665 | 9.7223 | 6.8495 | 8.0879 | 5.8213 | 4.9531 | 2.7339 |  | kt | 0.80912 | 2.6551 | 0.18456 |  | No. | 45 | 16 | 33 | 11888 | 711 | Euro2016 | 66790000 | 129302000
|  | Finland | MW | 0 | 1760.3043 | 0 | 1760.3043 | 1760.3043 | 803.9565 | 1961.6739 | 3644.2609 | 3644.2609 | 3644.2609 | 3644.2609 | 3564.2609 | 2564.2609 | 2564.2609 | 2564.2609 | 2097.2609 | 2097.2609 | 1885.3043 | 0 | 0 | 0 | 0 | 0 | 0 | 0 | 0 | 0 | 0 | 0 | 0 | 0 | 0 | 80 | 1000 | 0 | 0 | 467 | 0 | 211.9565 | 125 |  | Mt | 13.4871 | 9.605 | 7.3254 | 9.8606 | 7.4978 | 5.3277 | 6.9867 | 6.2062 | 5.8876 | 4.7949 | 0 | 0 | 0 | 0 | 0 | 0 | 0 | 0 | 0 | 0 | 13.4871 | 9.605 | 7.3254 | 9.8606 | 7.4978 | 5.3277 | 6.9867 | 6.2062 | 5.8876 | 4.7949 |  | kt | 7.882 | 10.056 | 0.3075 |  | No. | 71 | 28 | 53 | 15479 | 984 | Euro2016 | 104795000 | 202006000
|  | France | MW | 0 | 3163.0435 | 0 | 3163.0435 | 1902.1739 | 77 | 4486.3043 | 7361.3478 | 7361.3478 | 7399.3478 | 7399.3478 | 5814.3478 | 5564.3478 | 3240.0435 | 3240.0435 | 3240.0435 | 3240.0435 | 3201.0435 | 0 | 38 | 0 | 0 | 0 | 0 | 0 | 0 | 0 | 0 | 0 | 0 | 0 | 0 | 1585 | 250 | 2324.3043 | 0 | 0 | 0 | 39 | 663 |  | Mt | 20.2181 | 14.198 | 18.2744 | 19.9233 | 9.1077 | 9.0396 | 8.429 | 11.7617 | 6.6383 | 2.8837 | 0 | 0 | 0 | 0 | 0 | 0 | 0 | 0 | 0 | 0 | 20.2181 | 14.198 | 18.2744 | 19.9233 | 9.1077 | 9.0396 | 8.429 | 11.7617 | 6.6383 | 2.8837 |  | kt | 4.0562 | 6.9058 | 0.15848 |  | No. | 116 | 54 | 82 | 30669 | 2375 | Euro2016 | 173586000 | 332980000
|  | Germany | MW | 0 | 47025.0565 | 21667.387 | 25357.6696 | 47025.0565 | 6622.7609 | 15014.2304 | 50261.7217 | 50346.7217 | 49599.9826 | 49842.5913 | 50654.0435 | 50057.3609 | 52547.8174 | 51841.8174 | 48611.8174 | 47534.8174 | 46330.0565 | 85 | 0 | 2875 | 1610 | 1732 | 4165.5652 | 0 | 0 | 0 | 0 | 1100 | 0 | 746.7391 | 2632.3913 | 798.5478 | 2328.6826 | 1675.1087 | 706 | 3230 | 1077 | 1204.7609 | 725 |  | Mt | 266.3946 | 266.2215 | 275.8457 | 284.7552 | 270.0274 | 265.2627 | 254.9493 | 239.2452 | 227.8767 | 174.232 | 157.6011 | 162.4587 | 169.604 | 169.5204 | 163.3322 | 162.6682 | 157.3665 | 157.633 | 152.9549 | 119.5333 | 108.7934 | 103.7629 | 106.2417 | 115.2348 | 106.6952 | 102.5945 | 97.5827 | 81.6122 | 74.9218 | 54.6987 |  | kt | 110.2548 | 168.5136 | 4.0926 |  | No. | 4238 | 1700 | 3124 | 1308036 | 69761 | Euro2016 | 6337651000 | 12204668000
|  | Greece | MW | 660 | 3775 | 3775 | 0 | 3775 | 1150 | 1513 | 5288 | 5218 | 4968 | 4968 | 4925 | 4925 | 4925 | 4375 | 4375 | 4375 | 3775 | 0 | 0 | 0 | 0 | 0 | 0 | 0 | 0 | 0 | 0 | 0 | 70 | 250 | 0 | 43 | 0 | 0 | 550 | 0 | 0 | 600 | 600 |  | Mt | 39.973 | 41.0934 | 42.3782 | 36.4353 | 34.2956 | 29.4048 | 23.1274 | 25.5921 | 22.723 | 15.3602 | 39.973 | 41.0934 | 42.3782 | 36.4353 | 34.2956 | 29.4048 | 23.1274 | 25.5921 | 22.723 | 15.3602 | 0 | 0 | 0 | 0 | 0 | 0 | 0 | 0 | 0 | 0 |  | kt | 21.5949 | 18.987 | 2.1356 |  | No. | 180 | 119 | 165 | 56861 | 7060 | Euro2016 | 288588000 | 538440000
|  | Hungary | MW | 0 | 1134 | 884 | 250 | 0 | 0 | 471.5 | 1562 | 1562 | 1244 | 1134 | 1134 | 1134 | 1134 | 1134 | 1134 | 1134 | 1134 | 0 | 0 | 0 | 0 | 0 | 0 | 0 | 0 | 0 | 0 | 0 | 0 | 318 | 110 | 0 | 0 | 0 | 0 | 0 | 0 | 0 | 0 |  | Mt | 8.024 | 8.3217 | 7.5858 | 7.3708 | 7.0862 | 6.7903 | 6.4839 | 5.7761 | 5.2458 | 4.4968 | 6.3415 | 6.6198 | 6.275 | 6.3329 | 6.4206 | 6.3632 | 6.4839 | 5.7706 | 5.2458 | 4.4968 | 1.6824 | 1.7019 | 1.3108 | 1.0379 | 0.66558 | 0.4271 | 0 | 0.005557 | 0 | 0 |  | kt | 5.261 | 4.805 | 0.10749 |  | No. | 83 | 35 | 67 | 24305 | 1345 | Euro2016 | 125542000 | 240478000
|  | Ireland | MW | 0 | 915 | 0 | 915 | 0 | 0 | 0 | 915 | 915 | 915 | 915 | 915 | 915 | 915 | 915 | 915 | 915 | 915 | 0 | 0 | 0 | 0 | 0 | 0 | 0 | 0 | 0 | 0 | 0 | 0 | 0 | 0 | 0 | 0 | 0 | 0 | 0 | 0 | 0 | 0 |  | Mt | 3.4574 | 3.6532 | 4.6509 | 3.8868 | 3.7799 | 4.5289 | 4.4127 | 3.4646 | 1.9558 | 0.68105 | 0 | 0 | 0 | 0 | 0 | 0 | 0 | 0 | 0 | 0 | 3.4574 | 3.6532 | 4.6509 | 3.8868 | 3.7799 | 4.5289 | 4.4127 | 3.4646 | 1.9558 | 0.68105 |  | kt | 2.2224 | 3.1144 | 0.19937 |  | No. | 52 | 25 | 37 | 12718 | 1241 | Euro2016 | 79234000 | 151745000
|  | Italy | MW | 0 | 8552 | 0 | 8552 | 660 | 890 | 1170 | 8402 | 9722 | 9722 | 9722 | 9722 | 9582 | 9442 | 8782 | 8627 | 8627 | 8627 | 1320 | 0 | 0 | 0 | 0 | 0 | 0 | 0 | 0 | 0 | 0 | 0 | 0 | 0 | 0 | 140 | 140 | 660 | 155 | 0 | 0 | 735 |  | Mt | 37.1408 | 40.4431 | 43.6713 | 40.9512 | 39.4315 | 39.4613 | 32.6291 | 28.6767 | 25.2868 | 17.413 | 0 | 0 | 0 | 0 | 0 | 0 | 0 | 0 | 0 | 0 | 37.1408 | 40.4431 | 43.6713 | 40.9512 | 39.4315 | 39.4613 | 32.6291 | 28.6767 | 25.2868 | 17.413 |  | kt | 11.1899 | 14.6536 | 0.50497 |  | No. | 263 | 166 | 193 | 83501 | 7055 | Euro2016 | 412898000 | 778666000
|  | Netherlands | MW | 0 | 4456.5217 | 0 | 4456.5217 | 4456.5217 | 1891.3043 | 3665.6957 | 4317.8696 | 4317.8696 | 4317.8696 | 4317.8696 | 4317.8696 | 4317.8696 | 5152.1739 | 6347.8261 | 5141.3043 | 5141.3043 | 4456.5217 | 0 | 0 | 0 | 0 | 0 | 2608.6957 | 1195.6522 | 0 | 0 | 0 | 0 | 0 | 0 | 0 | 0 | 0 | 1774.3913 | 0 | 1206.5217 | 0 | 684.7826 | 0 |  | Mt | 18.6634 | 17.2854 | 20.3465 | 22.1307 | 25.6231 | 32.7628 | 29.6443 | 25.2348 | 21.908 | 17.517 | 0 | 0 | 0 | 0 | 0 | 0 | 0 | 0 | 0 | 0 | 18.6634 | 17.2854 | 20.3465 | 22.1307 | 25.6231 | 32.7628 | 29.6443 | 25.2348 | 21.908 | 17.517 |  | kt | 5.1491 | 8.509 | 0.2755 |  | No. | 231 | 90 | 164 | 67673 | 3762 | Euro2016 | 344542000 | 665417000
|  | Poland | MW | 1478.6957 | 29590.14 | 7670 | 21920.14 | 4077 | 3035 | 5777.6 | 29910.74 | 29774.74 | 30407.74 | 29663.74 | 29248.54 | 28868.54 | 28480.14 | 28290.14 | 28765.14 | 28985.14 | 30215.14 | 64 | 858 | 0 | 50 | 0 | 0 | 50 | 1075 | 220 | 1800 | 2370 | 200 | 225 | 744 | 465.2 | 380 | 388.4 | 240 | 600 | 0 | 570 | 3070 |  | Mt | 138.1975 | 139.8508 | 135.548 | 137.3757 | 128.7911 | 129.016 | 127.8933 | 130.4115 | 127.6149 | 107.717 | 52.7367 | 56.3014 | 58.6917 | 60.3043 | 57.6007 | 56.9054 | 54.236 | 55.6204 | 52.4761 | 44.8726 | 85.4608 | 83.5493 | 76.8563 | 77.0714 | 71.1904 | 72.1106 | 73.6574 | 74.7912 | 75.1388 | 62.8443 |  | kt | 148.2522 | 142.5226 | 8.9523 |  | No. | 2596 | 1106 | 2093 | 776559 | 42402 | Euro2016 | 3933786000 | 7535995000
|  | Portugal | MW | 0 | 1978.2609 | 0 | 1978.2609 | 1978.2609 | 0 | 0 | 1978.2609 | 1978.2609 | 1978.2609 | 1978.2609 | 1978.2609 | 1978.2609 | 1978.2609 | 1978.2609 | 1978.2609 | 1978.2609 | 1978.2609 | 0 | 0 | 0 | 0 | 0 | 0 | 0 | 0 | 0 | 0 | 0 | 0 | 0 | 0 | 0 | 0 | 0 | 0 | 0 | 0 | 0 | 0 |  | Mt | 6.0577 | 8.3885 | 10.9738 | 9.9521 | 10.0995 | 12.2998 | 10.5778 | 12.1433 | 10.2251 | 4.7452 | 0 | 0 | 0 | 0 | 0 | 0 | 0 | 0 | 0 | 0 | 6.0577 | 8.3885 | 10.9738 | 9.9521 | 10.0995 | 12.2998 | 10.5778 | 12.1433 | 10.2251 | 4.7452 |  | kt | 5.0791 | 7.2065 | 0.0801 |  | No. | 52 | 41 | 44 | 17936 | 1874 | Euro2016 | 82884000 | 154858000
|  | Romania | MW | 0 | 4955 | 3670 | 1285 | 0 | 960 | 2529 | 6954 | 6904 | 6904 | 6694 | 6669 | 6669 | 5915 | 5915 | 5915 | 5915 | 4955 | 0 | 0 | 0 | 0 | 0 | 0 | 0 | 0 | 0 | 0 | 0 | 50 | 0 | 210 | 25 | 0 | 754 | 0 | 0 | 0 | 960 | 0 |  | Mt | 23.1806 | 26.5275 | 24.2085 | 18.493 | 18.1426 | 17.805 | 15.5048 | 17.2281 | 15.5103 | 13.4043 | 20.5702 | 23.1983 | 21.1398 | 15.6731 | 15.6769 | 16.0538 | 14.1562 | 15.5959 | 14.3276 | 12.117 | 2.6104 | 3.3292 | 3.0687 | 2.8199 | 2.4657 | 1.7512 | 1.3486 | 1.6322 | 1.1827 | 1.2873 |  | kt | 58.8897 | 23.7626 | 4.0703 |  | No. | 662 | 325 | 503 | 170794 | 14989 | Euro2016 | 1026913000 | 1945756000
|  | Slovakia | MW | 0 | 638 | 352 | 286 | 86 | 55 | 747 | 1165 | 945 | 945 | 945 | 913 | 913 | 693 | 693 | 693 | 693 | 638 | 0 | 0 | 0 | 0 | 0 | 0 | 0 | 0 | 0 | 0 | 0 | 220 | 0 | 0 | 32 | 0 | 220 | 0 | 0 | 0 | 55 | 42 |  | Mt | 3.8672 | 3.7725 | 3.6407 | 3.4158 | 3.0933 | 3.1777 | 2.8914 | 3.0319 | 2.9212 | 2.4109 | 2.6882 | 2.6756 | 2.55 | 2.5346 | 2.2715 | 2.3581 | 2.0723 | 2.0075 | 1.7982 | 1.7082 | 1.179 | 1.097 | 1.0907 | 0.8813 | 0.82178 | 0.81958 | 0.81917 | 1.0244 | 1.1229 | 0.70268 |  | kt | 7.7151 | 2.8022 | 0.22534 |  | No. | 94 | 43 | 75 | 29846 | 1636 | Euro2016 | 142701000 | 271880000
|  | Slovenia | MW | 0 | 1069 | 1027 | 42 | 74 | 400 | 591.5 | 1030.5 | 1000.5 | 1000.5 | 1000.5 | 944 | 869 | 1469 | 1469 | 1469 | 1069 | 1069 | 0 | 0 | 0 | 0 | 0 | 600 | 0 | 0 | 0 | 0 | 0 | 30 | 0 | 0 | 56.5 | 75 | 0 | 0 | 0 | 400 | 0 | 0 |  | Mt | 6.1229 | 6.1451 | 5.8549 | 5.565 | 4.2592 | 4.3572 | 4.7259 | 4.6868 | 4.5543 | 4.3052 | 6.1229 | 6.1451 | 5.8549 | 5.565 | 4.2592 | 4.3572 | 4.7259 | 4.6849 | 4.5542 | 4.305 | 0 | 0 | 0 | 0 | 0 | 0 | 0 | 0.001935 | 6.9e-05 | 0.000222 |  | kt | 1.2771 | 3.3965 | 0.082212 |  | No. | 57 | 35 | 41 | 17431 | 1440 | Euro2016 | 89157000 | 168698000
|  | Spain | MW | 0 | 5100.68 | 0 | 5100.68 | 618 | 5586 | 8285.58 | 12485.68 | 12485.68 | 12325.68 | 11530.68 | 10940.68 | 10940.68 | 10686.68 | 10473.78 | 10473.78 | 10108.58 | 9858.58 | 0 | 0 | 0 | 0 | 0 | 0 | 0 | 0 | 0 | 0 | 0 | 0 | 160 | 795 | 590 | 0 | 254 | 212.9 | 0 | 365.2 | 250 | 4757.9 |  | Mt | 24.6848 | 43.1944 | 52.615 | 39.4203 | 43.3883 | 52.0945 | 38.2706 | 46.5285 | 38.8968 | 15.8184 | 2.3828 | 6.3934 | 5.0598 | 3.6324 | 4.7874 | 4.6635 | 3.3665 | 4.8102 | 3.1275 | 1.6215 | 22.302 | 36.801 | 47.5552 | 35.7879 | 38.6009 | 47.431 | 34.9041 | 41.7183 | 35.7693 | 14.1968 |  | kt | 77.8429 | 63.787 | 3.1256 |  | No. | 693 | 516 | 570 | 250358 | 23499 | Euro2016 | 1111813000 | 2074758000
|  | Sweden | MW | 0 | 0 | 0 | 0 | 0 | 141.3043 | 141.3043 | 141.3043 | 141.3043 | 141.3043 | 141.3043 | 141.3043 | 141.3043 | 141.3043 | 141.3043 | 141.3043 | 141.3043 | 141.3043 | 0 | 0 | 0 | 0 | 0 | 0 | 0 | 0 | 0 | 0 | 0 | 0 | 0 | 0 | 0 | 0 | 0 | 0 | 0 | 0 | 0 | 141.3043 |  | Mt | 0.88333 | 0.64846 | 0.54274 | 0.63283 | 0.5177 | 0.60831 | 0.42489 | 0.4562 | 0.4997 | 0.31149 | 0 | 0 | 0 | 0 | 0 | 0 | 0 | 0 | 0 | 0 | 0.88333 | 0.64846 | 0.54274 | 0.63283 | 0.5177 | 0.60831 | 0.42489 | 0.4562 | 0.4997 | 0.31149 |  | kt | 0.0741 | 0.28413 | 0.0047 |  | No. | 1 | 0 | 1 | 236 | 16 | Euro2016 | 1878000 | 3648000
|  | United Kingdom | MW | 0 | 6328.2609 | 0 | 6328.2609 | 1967.3913 | 14427.8696 | 25190.1739 | 31518.4348 | 31518.4348 | 29453.2174 | 27279.3043 | 23099.9565 | 21212.6522 | 20756.1304 | 15439.8261 | 15197.8261 | 12366.3043 | 9650.8152 | 0 | 0 | 0 | 0 | 0 | 0 | 0 | 0 | 0 | 0 | 0 | 0 | 2065.2174 | 2173.913 | 4179.3478 | 1887.3043 | 456.5217 | 5316.3043 | 242 | 2831.5217 | 2715.4891 | 3322.5543 |  | Mt | 95.6544 | 94.7675 | 124.9854 | 113.3417 | 86.6302 | 66.7244 | 27.8175 | 20.1376 | 15.8399 | 6.4997 | 0 | 0 | 0 | 0 | 0 | 0 | 0 | 0 | 0 | 0 | 95.6544 | 94.7675 | 124.9854 | 113.3417 | 86.6302 | 66.7244 | 27.8175 | 20.1376 | 15.8399 | 6.4997 |  | kt | 0 | 0 | 0 |  | No. | 839 | 384 | 592 | 192916 | 19014 | Euro2016 | 1264819000 | 2430019000
| Western Balkans | [43 empty] | Mt | [31 empty] | kt |  |  |  |  | No. | [5 empty] | Euro2016
|  | Albania | MW | 0 | 0 | 0 | 0 | 0 | 0 | 0 | Actuals 2016: 0; Actuals 2017: 0; Actuals 2018: 0; Actuals 2019: 0; Actuals 2020: 0 | [6 empty] | 0 | 0 | 0 | 0 | 0 | [6 empty] | 0 | 0 | 0 | 0 | 0 |  | Mt | [31 empty] | kt | 0 | 0 | 0 |  | No. | 0 | 0 | 0 | 0 | 0 | Euro2016 | 0 | 0
|  | Bosnia & Herzegovina | MW | 0 | 2073 | 2073 | 0 | 0 | 0 | 0 | Actuals 2016: 1773; Actuals 2017: 2073; Actuals 2018: 2073; Actuals 2019: 2073; Actuals 2020: 2073 | [6 empty] | 300 | 0 | 0 | 0 | 0 | [6 empty] | 0 | 0 | 0 | 0 | 0 |  | Mt | [31 empty] | kt | 279.978 | 22.041 | 8.328 |  | No. | 1468 | 759 | 1142 | 440689 | 31904 | Euro2016 | 1774293000 | 3350719000
|  | Kosovo | MW | 0 | 1288 | 1288 | 0 | 0 | 0 | 190 | Actuals 2016: 1288; Actuals 2017: 1288; Actuals 2018: 1288; Actuals 2019: 1288; Actuals 2020: 1288 | [6 empty] | 0 | 0 | 0 | 0 | 0 | [6 empty] | 0 | 0 | 0 | 0 | 0 |  | Mt | [31 empty] | kt | 5.298 | 12.081 | 6.754 |  | No. | 85 | 48 | 50 | 24251 | 2072 | Euro2016 | 94747000 | 178849000
|  | North Macedonia | MW | 0 | 800 | 800 | 0 | 0 | 0 | 0 | Actuals 2016: 800; Actuals 2017: 800; Actuals 2018: 800; Actuals 2019: 800; Actuals 2020: 800 | [6 empty] | 0 | 0 | 0 | 0 | 0 | [6 empty] | 0 | 0 | 0 | 0 | 0 |  | Mt | [31 empty] | kt | 32.053 | 2.311 | 2.534 |  | No. | 183 | 96 | 155 | 53202 | 5208 | Euro2016 | 207942000 | 389940000
|  | Montenegro | MW | 0 | 225 | 225 | 0 | 0 | 0 | 0 | Actuals 2016: 225; Actuals 2017: 225; Actuals 2018: 225; Actuals 2019: 225; Actuals 2020: 225 | [6 empty] | 0 | 0 | 0 | 0 | 0 | [6 empty] | 0 | 0 | 0 | 0 | 0 |  | Mt | [31 empty] | kt | 25.459 | 3.126 | 0.052 |  | No. | 133 | 68 | 106 | 39686 | 2894 | Euro2016 | 160455000 | 303088000
|  | Serbia | MW | 380.4348 | 4401 | 4401 | 0 | 0 | 0 | 32 | Actuals 2016: 4401; Actuals 2017: 4401; Actuals 2018: 4401; Actuals 2019: 4401; Actuals 2020: 4401 | [6 empty] | 0 | 0 | 0 | 0 | 0 | [6 empty] | 0 | 0 | 0 | 0 | 0 |  | Mt | [31 empty] | kt | 377.374 | 43.495 | 11.1326 |  | No. | 2038 | 1053 | 1592 | 608331 | 44216 | Euro2016 | 2458255000 | 4643690000
| Turkey |  | MW | [41 empty] | Mt | [31 empty] | kt |  |  |  |  | No.
|  | Turkey | MW | 1320 | 20692.0261 | 11236.7957 | 9455.2304 | 0 | 0 | 0 | Actuals 2016: 16266.8087; Actuals 2017: 18216.8087; Actuals 2018: 19536.8087; Actuals 2019: 20024.4174; Actuals 2020: 20534.4174 | [6 empty] | 1950 | 1320 | 487.6087 | 510 | 157.6087 | [6 empty] | 0 | 0 | 0 | 0 | 0 |  | Mt | [31 empty] | kt |  |  |  |  | No. | [5 empty] | Euro2016
3. Split By Company (capacity values before 2016: EU only; CO2: EU only)
|  | RWE | MW | 0 | 17165.3913 | 10970.087 | 6195.3043 | 17165.3913 | 3124.413 | 10787.1304 | 21462.3913 | 21462.3913 | 19737.3913 | 20229.7826 | 18055.8696 | 18875.8696 | 20289.8043 | 19984.8043 | 19554.8043 | 19554.8043 | 18889.3043 | 0 | 0 | 2200 | 0 | 820 | 3470.1304 | 0 | 0 | 0 | 0 | 0 | 0 | 1725 | 1707.6087 | 2173.913 | 0 | 2056.1957 | 305 | 430 | 0 | 665.5 | 2043.913 |  | Mt | 121.7571 | 121.1002 | 136.7188 | 129.2184 | 125.4489 | 129.5845 | 124.6293 | 109.6408 | 101.886 | 73.0162 | 89.132 | 93.4749 | 99.0734 | 96.2636 | 91.3043 | 92.2727 | 87.7378 | 82.9867 | 78.3893 | 57.619 | 32.6251 | 27.6253 | 37.6453 | 32.9548 | 34.1445 | 37.3118 | 36.8915 | 26.654 | 23.4967 | 15.3972 |  | kt | 27.2104 | 66.4091 | 1.8839 |  | No. | 1880 | 686 | 1317 | 495933 | 29709 | Euro2016 | 2779820000 | 5385293000
|  | Enel | MW | 0 | 6936 | 0 | 6936 | 660 | 155 | 435 | 6051 | 7371 | 7371 | 7371 | 7371 | 7231 | 7091 | 7091 | 6936 | 6936 | 6936 | 1320 | 0 | 0 | 0 | 0 | 0 | 0 | 0 | 0 | 0 | 0 | 0 | 0 | 0 | 0 | 140 | 140 | 0 | 155 | 0 | 0 | 660 |  | Mt | 25.8884 | 29.2846 | 32.4796 | 31.2996 | 32.9695 | 34.2996 | 26.8815 | 23.0294 | 20.0448 | 12.998 | 0 | 0 | 0 | 0 | 0 | 0 | 0 | 0 | 0 | 0 | 25.8884 | 29.2846 | 32.4796 | 31.2996 | 32.9695 | 34.2996 | 26.8815 | 23.0294 | 20.0448 | 12.998 |  | kt | 8.8545 | 11.8432 | 0.34982 |  | No. | 200 | 126 | 149 | 63275 | 5477 | Euro2016 | 314175000 | 592334000
|  | EPH | MW | 0 | 11345.3565 | 8118.4 | 3226.9565 | 10016.3565 | 2535.4348 | 3057.1739 | 13727.5304 | 13727.5304 | 13727.5304 | 14402.5304 | 14337.313 | 14337.313 | 13880.7913 | 13880.7913 | 13880.7913 | 11750.3565 | 11750.3565 | 0 | 0 | 675 | 0 | 0 | 0 | 0 | 0 | 0 | 0 | 0 | 0 | 0 | 0 | 65.2174 | 0 | 456.5217 | 0 | 0 | 2130.4348 | 0 | 1030 |  | Mt | 70.4829 | 73.8883 | 78.6981 | 82.3026 | 77.2847 | 71.1823 | 66.0652 | 70.929 | 67.6996 | 56.3785 | 56.7448 | 59.2433 | 60.211 | 61.7797 | 60.7431 | 60.2018 | 59.674 | 57.9402 | 57.669 | 49.4163 | 13.7381 | 14.645 | 18.4871 | 20.5229 | 16.5416 | 10.9805 | 6.3912 | 12.9888 | 10.0306 | 6.9622 |  | kt | 49.6378 | 48.5113 | 1.4305 |  | No. | 1266 | 593 | 1002 | 454770 | 23602 | Euro2016 | 1934292000 | 3690095000
|  | PGE | MW | 460 | 14449 | 6518 | 7931 | 1486 | 370 | 1586.9 | 13377.9 | 13177.9 | 14035.9 | 13620.9 | 13395.7 | 13180.7 | 13019 | 13019 | 13019 | 13019 | 14449 | 0 | 858 | 0 | 0 | 0 | 0 | 0 | 0 | 0 | 1800 | 460 | 200 | 0 | 415 | 225.2 | 215 | 161.7 | 0 | 0 | 0 | 370 | 454 |  | Mt | 63.084 | 66.4138 | 66.9182 | 68.2307 | 64.5559 | 63.2291 | 61.278 | 67.6981 | 67.7518 | 57.5272 | 40.3309 | 43.615 | 46.1098 | 47.1754 | 45.0266 | 44.6475 | 42.7799 | 44.7543 | 45.2409 | 38.2633 | 22.7531 | 22.7988 | 20.8084 | 21.0553 | 19.5294 | 18.5817 | 18.4981 | 22.9438 | 22.5108 | 19.2639 |  | kt | 64.7436 | 61.4134 | 2.6899 |  | No. | 1178 | 509 | 954 | 367579 | 19611 | Euro2016 | 1788719000 | 3424035000
|  | EDF | MW | 0 | 4078.2609 | 0 | 4078.2609 | 630.4348 | 2182.6087 | 5322.6087 | 9150.8696 | 9150.8696 | 9150.8696 | 9150.8696 | 7800.8696 | 7550.8696 | 6260.8696 | 6260.8696 | 6260.8696 | 6260.8696 | 4078.2609 | 0 | 0 | 0 | 0 | 0 | 0 | 0 | 0 | 0 | 0 | 0 | 0 | 0 | 0 | 1350 | 250 | 1290 | 0 | 0 | 0 | 2182.6087 | 0 |  | Mt | 33.4103 | 30.2261 | 37.86 | 39.6651 | 28.7676 | 23.7173 | 11.8949 | 10.3411 | 8.2741 | 3.0771 | 0 | 0 | 0 | 0 | 0 | 0 | 0 | 0 | 0 | 0 | 33.4103 | 30.2261 | 37.86 | 39.6651 | 28.7676 | 23.7173 | 11.8949 | 10.3411 | 8.2741 | 3.0771 |  | kt | 1.4081 | 3.343 | 0.04521 |  | No. | 116 | 54 | 81 | 26948 | 2657 | Euro2016 | 174682000 | 335370000
|  | Uniper | MW | 0 | 8529.7522 | 980 | 7549.7522 | 6355.8391 | 2120.5217 | 11918.1435 | 17319.2435 | 17319.2435 | 16072.287 | 13048.1565 | 11489.8261 | 9645.9261 | 8354.6217 | 8990.2739 | 7783.7522 | 7783.7522 | 7429.7522 | 0 | 0 | 0 | 0 | 0 | 0 | 1195.6522 | 0 | 0 | 0 | 1100 | 0 | 1246.9565 | 3024.1304 | 1558.3304 | 1843.9 | 1291.3043 | 560 | 1206.5217 | 0 | 354 | 0 |  | Mt | 61.0565 | 57.2195 | 63.0101 | 58.9527 | 44.9535 | 39.4927 | 36.6934 | 25.8739 | 24.7717 | 16.0899 | 5.7982 | 5.9391 | 6.0092 | 5.6675 | 5.5306 | 5.3519 | 5.133 | 5.5021 | 6.0584 | 3.7733 | 55.2583 | 51.2804 | 57.001 | 53.2852 | 39.4228 | 34.1408 | 31.5604 | 20.3718 | 18.7132 | 12.3166 |  | kt | 10.461 | 16.8583 | 0.45564 |  | No. | 555 | 229 | 400 | 162455 | 9703 | Euro2016 | 829960000 | 1598162000
|  | STEAG | MW | 0 | 5770 | 0 | 5770 | 4450 | 3064 | 3348.7826 | 8328.7826 | 8328.7826 | 8328.7826 | 8328.7826 | 9118.7826 | 8834 | 8834 | 8834 | 6290 | 5770 | 5770 | 0 | 0 | 0 | 790 | 0 | 0 | 0 | 0 | 0 | 0 | 0 | 0 | 0 | 0 | 0 | 284.7826 | 0 | 0 | 2544 | 520 | 0 | 0 |  | Mt | 18.2335 | 17.3411 | 18.8329 | 22.098 | 20.7033 | 20.2137 | 18.2436 | 10.5619 | 7.6929 | 5.7022 | 0 | 0 | 0 | 0 | 0 | 0 | 0 | 0 | 0 | 0 | 18.2335 | 17.3411 | 18.8329 | 22.098 | 20.7033 | 20.2137 | 18.2436 | 10.5619 | 7.6929 | 5.7022 |  | kt | 10.1902 | 15.3569 | 0.24439 |  | No. | 367 | 143 | 261 | 109194 | 6041 | Euro2016 | 547532000 | 1056820000
|  | CEZ | MW | 0 | 5597 | 4641 | 956 | 775 | 1644 | 1769 | 6606 | 6606 | 6606 | 6606 | 6606 | 6581 | 6581 | 6161 | 6139 | 6139 | 5939 | 0 | 0 | 0 | 0 | 0 | 0 | 0 | 0 | 0 | 0 | 660 | 0 | 0 | 0 | 0 | 25 | 0 | 420 | 22 | 0 | 200 | 1112 |  | Mt | 37.7928 | 37.1536 | 31.5837 | 28.9405 | 28.0802 | 28.6219 | 30.2983 | 27.8178 | 26.121 | 25.8585 | 29.8942 | 29.2802 | 26.1018 | 23.5646 | 22.5328 | 23.4758 | 25.0829 | 23.3049 | 21.9298 | 22.9767 | 7.8986 | 7.8734 | 5.4819 | 5.3759 | 5.5474 | 5.146 | 5.2154 | 4.5129 | 4.1912 | 2.8818 |  | kt | 27.9662 | 28.0304 | 1.5883 |  | No. | 661 | 301 | 532 | 234536 | 11706 | Euro2016 | 1008450000 | 1925697000
|  | Engie | MW | 0 | 0 | 0 | 0 | 0 | 1753.4783 | 3783.6783 | 3190.4783 | 2935.4783 | 2935.4783 | 2935.4783 | 2385.4783 | 2385.4783 | 1753.4783 | 0 | 0 | 0 | 0 | 0 | 0 | 0 | 0 | 0 | 0 | 0 | 0 | 0 | 0 | 0 | 255 | 0 | 0 | 550 | 0 | 632 | 1753.4783 | 0 | 0 | 0 | 0 |  | Mt | 15.5831 | 14.3961 | 16.4955 | 17.4298 | 15.3053 | 16.0348 | 9.0606 | 0 | 0 | 0 | 0 | 0 | 0 | 0 | 0 | 0 | 0 | 0 | 0 | 0 | 15.5831 | 14.3961 | 16.4955 | 17.4298 | 15.3053 | 16.0348 | 9.0606 | 0 | 0 | 0 |  | kt | 0.04658 | 0.30404 | 0.00251 |  | No. | 97 | 40 | 73 | 27445 | 1760 | Euro2016 | 144348000 | 277846000
|  | EnBW | MW | 0 | 4434.4 | 0 | 4434.4 | 4434.4 | 25 | 25 | 3547.4 | 3547.4 | 3547.4 | 3547.4 | 3547.4 | 4459.4 | 4459.4 | 4459.4 | 4459.4 | 4434.4 | 4434.4 | 0 | 0 | 0 | 0 | 912 | 0 | 0 | 0 | 0 | 0 | 0 | 0 | 0 | 0 | 0 | 0 | 0 | 0 | 0 | 25 | 0 | 0 |  | Mt | 11.0217 | 11.132 | 12.3786 | 13.9372 | 12.2446 | 11.5826 | 10.4402 | 10.3833 | 10.0042 | 7.0189 | 0 | 0 | 0 | 0 | 0 | 0 | 0 | 0 | 0 | 0 | 11.0217 | 11.132 | 12.3786 | 13.9372 | 12.2446 | 11.5826 | 10.4402 | 10.3833 | 10.0042 | 7.0189 |  | kt | 3.5092 | 6.6273 | 0.12022 |  | No. | 157 | 63 | 112 | 46321 | 2595 | Euro2016 | 234472000 | 452553000
|  | Vattenfall | MW | 0 | 2340 | 0 | 2340 | 2340 | 1004.7826 | 1004.7826 | 1704.7826 | 1704.7826 | 1704.7826 | 1704.7826 | 1704.7826 | 1704.7826 | 3344.7826 | 3344.7826 | 3156.7826 | 3156.7826 | 2340 | 0 | 0 | 0 | 0 | 0 | 1640 | 0 | 0 | 0 | 0 | 0 | 0 | 0 | 0 | 0 | 0 | 0 | 0 | 188 | 0 | 816.7826 | 0 |  | Mt | 13.1219 | 11.7767 | 12.8885 | 13.9852 | 13.479 | 17.3037 | 18.1514 | 13.9077 | 12.6451 | 9.9026 | 1.6614 | 1.4395 | 1.5102 | 1.3789 | 1.3457 | 1.2956 | 1.3778 | 0.94444 | 0 | 0 | 11.4606 | 10.3373 | 11.3783 | 12.6063 | 12.1333 | 16.0081 | 16.7736 | 12.9633 | 12.6451 | 9.9026 |  | kt | 2.9037 | 5.4193 | 0.22742 |  | No. | 158 | 63 | 118 | 46617 | 2562 | Euro2016 | 236754000 | 456490000
|  | PPC | MW | 660 | 3775 | 3775 | 0 | 3775 | 1150 | 1513 | 5288 | 5218 | 4968 | 4968 | 4925 | 4925 | 4925 | 4375 | 4375 | 4375 | 3775 | 0 | 0 | 0 | 0 | 0 | 0 | 0 | 0 | 0 | 0 | 0 | 70 | 250 | 0 | 43 | 0 | 0 | 550 | 0 | 0 | 600 | 600 |  | Mt | 39.973 | 41.0934 | 42.3782 | 36.4353 | 34.2956 | 29.4048 | 23.1274 | 25.5921 | 22.723 | 15.3602 | 39.973 | 41.0934 | 42.3782 | 36.4353 | 34.2956 | 29.4048 | 23.1274 | 25.5921 | 22.723 | 15.3602 | 0 | 0 | 0 | 0 | 0 | 0 | 0 | 0 | 0 | 0 |  | kt | 21.5949 | 18.987 | 2.1356 |  | No. | 180 | 119 | 165 | 56861 | 7060 | Euro2016 | 288588000 | 538440000
|  | Tauron | MW | 910 | 4602 | 0 | 4602 | 991 | 240 | 1145.6 | 5407.6 | 5407.6 | 5407.6 | 5207.6 | 5017.6 | 4852.6 | 4792 | 4602 | 4602 | 4602 | 4602 | 0 | 0 | 0 | 50 | 0 | 0 | 50 | 0 | 0 | 0 | 910 | 0 | 0 | 200 | 240 | 165 | 60.6 | 240 | 0 | 0 | 0 | 991 |  | Mt | 21.4076 | 21.6728 | 18.9287 | 18.8307 | 14.2587 | 16.2262 | 14.8256 | 16.4585 | 14.51 | 12.0981 | 0 | 0 | 0 | 0 | 0 | 0 | 0 | 0 | 0 | 0 | 21.4076 | 21.6728 | 18.9287 | 18.8307 | 14.2587 | 16.2262 | 14.8256 | 16.4585 | 14.51 | 12.0981 |  | kt | 15.2482 | 14.2879 | 0.8564 |  | No. | 258 | 109 | 207 | 74233 | 4127 | Euro2016 | 389111000 | 745955000
|  | EPS- Elektroprivreda Srbije | MW | 380.4348 | 4401 | 4401 | 0 | 0 | 0 | 32 | 4401 | 4401 | 4401 | 4401 | 4401 | 4401 | 4401 | 4401 | 4401 | 4401 | 4401 | 0 | 0 | 0 | 0 | 0 | 0 | 0 | 0 | 0 | 0 | 0 | 0 | 0 | 0 | 0 | 0 | 0 | 0 | 0 | 0 | 0 | 0 |  | Mt | 0 | 0 | 0 | 0 | 0 | 0 | 0 | 0 | 0 | 0 | 0 | 0 | 0 | 0 | 0 | 0 | 0 | 0 | 0 | 0 | 0 | 0 | 0 | 0 | 0 | 0 | 0 | 0 | 0 | 0 |  | kt | 377.374 | 43.495 | 11.1326 |  | No. | 2038 | 1053 | 1592 | 608331 | 44216 | Euro2016 | 2458255000 | 4643690000
|  | CE Oltenia SA | MW | 0 | 3570 | 3570 | 0 | 0 | 660 | 990 | 4230 | 4230 | 4230 | 4230 | 4230 | 4230 | 4230 | 4230 | 4230 | 4230 | 3570 | 0 | 0 | 0 | 0 | 0 | 0 | 0 | 0 | 0 | 0 | 0 | 0 | 0 | 0 | 0 | 0 | 0 | 0 | 0 | 0 | 660 | 0 |  | Mt | 15.4644 | 17.9478 | 16.3527 | 11.2339 | 12.4896 | 13.7173 | 12.6856 | 13.8603 | 13.0546 | 11.0115 | 15.4644 | 17.9478 | 16.3527 | 11.2339 | 12.4896 | 13.7173 | 12.6856 | 13.8603 | 13.0546 | 11.0115 | 0 | 0 | 0 | 0 | 0 | 0 | 0 | 0 | 0 | 0 |  | kt | 11.0859 | 15.0695 | 0.76092 |  | No. | 187 | 91 | 144 | 43320 | 4119 | Euro2016 | 287678000 | 547318000
|  | EÜAŞ | MW | 0 | 3385.8696 | 3385.8696 | 0 | 0 | 0 | 0 | 3385.8696 | 3385.8696 | 3385.8696 | 3385.8696 | 3385.8696 | 3385.8696 | 3385.8696 | 3385.8696 | 3385.8696 | 3385.8696 | 3385.8696 | 0 | 0 | 0 | 0 | 0 | 0 | 0 | 0 | 0 | 0 | 0 | 0 | 0 | 0 | 0 | 0 | 0 | 0 | 0 | 0 | 0 | 0 |  | Mt | 0 | 0 | 0 | 0 | 0 | 0 | 0 | 0 | 0 | 0 | 0 | 0 | 0 | 0 | 0 | 0 | 0 | 0 | 0 | 0 | 0 | 0 | 0 | 0 | 0 | 0 | 0 | 0 | 0 | 0 |  | kt | 0 | 0 | 0 |  | No. | 0 | 0 | 0 | 0 | 0 | Euro2016 | 0 | 0
|  | Iberdrola | MW | 0 | 358 | 0 | 358 | 358 | 2972.1617 | 4695.5096 | 5053.5096 | 5053.5096 | 5053.5096 | 4634.5096 | 3330.1617 | 3330.1617 | 3330.1617 | 873.64 | 873.64 | 873.64 | 873.64 | 0 | 0 | 0 | 0 | 0 | 0 | 0 | 0 | 0 | 0 | 0 | 0 | 0 | 419 | 1304.3478 | 0 | 0 | 2456.5217 | 0 | 0 | 0 | 515.64 |  | Mt | 14.259 | 12.3364 | 15.5918 | 12.1835 | 11.5994 | 10.9994 | 3.7727 | 2.6417 | 1.6401 | 1.4353 | 0 | 0 | 0 | 0 | 0 | 0 | 0 | 0 | 0 | 0 | 14.259 | 12.3364 | 15.5918 | 12.1835 | 11.5994 | 10.9994 | 3.7727 | 2.6417 | 1.6401 | 1.4353 |  | kt | 2.7123 | 4.3595 | 0.25459 |  | No. | 96 | 56 | 72 | 26987 | 2717 | Euro2016 | 148702000 | 282166000
|  | SSE | MW | 0 | 0 | 0 | 0 | 0 | 3196.7391 | 4261.9565 | 4261.9565 | 4261.9565 | 4261.9565 | 4261.9565 | 4261.9565 | 3196.7391 | 3196.7391 | 2131.5217 | 2131.5217 | 2131.5217 | 1598.6413 | 0 | 0 | 0 | 0 | 0 | 0 | 0 | 0 | 0 | 0 | 0 | 0 | 0 | 0 | 0 | 1065.2174 | 0 | 1065.2174 | 0 | 0 | 532.8804 | 1598.6413 |  | Mt | 11.2554 | 15.3251 | 18.1543 | 16.7662 | 9.9102 | 7.8852 | 2.7061 | 1.9479 | 1.3394 | 1.1926 | 0 | 0 | 0 | 0 | 0 | 0 | 0 | 0 | 0 | 0 | 11.2554 | 15.3251 | 18.1543 | 16.7662 | 9.9102 | 7.8852 | 2.7061 | 1.9479 | 1.3394 | 1.1926 |  | kt | 0 | 0 | 0 |  | No. | 64 | 30 | 45 | 15280 | 1499 | Euro2016 | 97700000 | 187417000
|  | ENEA | MW | 0 | 5778 | 0 | 5778 | 0 | 0 | 290 | 4993 | 4993 | 4768 | 4703 | 4703 | 4703 | 4703 | 4703 | 5778 | 5778 | 5778 | 0 | 0 | 0 | 0 | 0 | 0 | 0 | 1075 | 0 | 0 | 0 | 0 | 225 | 65 | 0 | 0 | 0 | 0 | 0 | 0 | 0 | 0 |  | Mt | 18.6212 | 17.8544 | 16.6833 | 16.0296 | 17.3659 | 18.0193 | 20.1063 | 19.6699 | 22.5694 | 17.4685 | 0 | 0 | 0 | 0 | 0 | 0 | 0 | 0 | 0 | 0 | 18.6212 | 17.8544 | 16.6833 | 16.0296 | 17.3659 | 18.0193 | 20.1063 | 19.6699 | 22.5694 | 17.4685 |  | kt | 18.5256 | 30.4491 | 1.1111 |  | No. | 407 | 160 | 333 | 109691 | 6147 | Euro2016 | 611713000 | 1177357000
|  | Drax Power plc | MW | 0 | 1402.1739 | 0 | 1402.1739 | 1402.1739 | 1402.1739 | 2804.3478 | 4206.5217 | 4206.5217 | 4206.5217 | 4206.5217 | 3505.4348 | 2804.3478 | 2804.3478 | 2103.2609 | 2103.2609 | 1402.1739 | 1402.1739 | 0 | 0 | 0 | 0 | 0 | 0 | 0 | 0 | 0 | 0 | 0 | 0 | 0 | 0 | 701.087 | 701.087 | 0 | 701.087 | 0 | 701.087 | 0 | 0 |  | Mt | 22.3925 | 21.4656 | 22.6947 | 20.3195 | 16.5952 | 13.1928 | 6.2617 | 6.2152 | 4.1386 | 0.72575 | 0 | 0 | 0 | 0 | 0 | 0 | 0 | 0 | 0 | 0 | 22.3925 | 21.4656 | 22.6947 | 20.3195 | 16.5952 | 13.1928 | 6.2617 | 6.2152 | 4.1386 | 0.72575 |  | kt | 0 | 0 | 0 |  | No. | 230 | 106 | 160 | 53792 | 5248 | Euro2016 | 346416000 | 664832000
|  | EDP | MW | 0 | 1295.6522 | 0 | 1295.6522 | 1295.6522 | 0 | 0 | 1295.6522 | 1295.6522 | 1295.6522 | 1295.6522 | 1295.6522 | 1295.6522 | 1295.6522 | 1295.6522 | 1295.6522 | 1295.6522 | 1295.6522 | 0 | 0 | 0 | 0 | 0 | 0 | 0 | 0 | 0 | 0 | 0 | 0 | 0 | 0 | 0 | 0 | 0 | 0 | 0 | 0 | 0 | 0 |  | Mt | 4.4382 | 6.2515 | 7.7856 | 7.1841 | 7.3987 | 8.6839 | 7.3169 | 8.3963 | 7.4328 | 3.7266 | 0 | 0 | 0 | 0 | 0 | 0 | 0 | 0 | 0 | 0 | 4.4382 | 6.2515 | 7.7856 | 7.1841 | 7.3987 | 8.6839 | 7.3169 | 8.3963 | 7.4328 | 3.7266 |  | kt | 3.4741 | 4.5645 | 0.0193 |  | No. | 34 | 27 | 29 | 11962 | 1233 | Euro2016 | 54853000 | 102450000
|  | Orsted | MW | 0 | 1464 | 0 | 1464 | 1464 | 1023 | 1432 | 2753 | 2753 | 2753 | 2487 | 2487 | 2487 | 2487 | 1464 | 1464 | 1464 | 1464 | 0 | 0 | 0 | 0 | 0 | 0 | 0 | 0 | 0 | 0 | 0 | 0 | 0 | 266 | 0 | 0 | 0 | 1023 | 0 | 0 | 0 | 0 |  | Mt | 7.5035 | 7.227 | 5.5657 | 7.2393 | 5.1257 | 3.7701 | 4.14 | 2.6296 | 1.9451 | 0.88807 | 0 | 0 | 0 | 0 | 0 | 0 | 0 | 0 | 0 | 0 | 7.5035 | 7.227 | 5.5657 | 7.2393 | 5.1257 | 3.7701 | 4.14 | 2.6296 | 1.9451 | 0.88807 |  | kt | 0.5515 | 2.0576 | 0.0456 |  | No. | 33 | 12 | 24 | 8635 | 516 | Euro2016 | 48556000 | 94025000
|  | ZEPAK | MW | 0 | 1152 | 1152 | 0 | 1152 | 1315 | 1315 | 2467 | 2467 | 2467 | 2467 | 2467 | 2467 | 2467 | 2467 | 1867 | 1867 | 1667 | 0 | 0 | 0 | 0 | 0 | 0 | 0 | 0 | 0 | 0 | 0 | 0 | 0 | 0 | 0 | 0 | 0 | 0 | 600 | 0 | 200 | 515 |  | Mt | 12.4057 | 12.6865 | 12.5819 | 13.1289 | 12.5742 | 12.2579 | 11.4561 | 10.8661 | 7.2352 | 6.6093 | 12.4057 | 12.6865 | 12.5819 | 13.1289 | 12.5742 | 12.2579 | 11.4561 | 10.8661 | 7.2352 | 6.6093 | 0 | 0 | 0 | 0 | 0 | 0 | 0 | 0 | 0 | 0 |  | kt | 20.6912 | 16.3212 | 3.0144 |  | No. | 337 | 146 | 263 | 99335 | 5565 | Euro2016 | 509844000 | 975494000
|  | Naturgy | MW | 0 | 0 | 0 | 0 | 0 | 2195.86 | 2195.86 | 2195.86 | 2195.86 | 2195.86 | 2195.86 | 2195.86 | 2195.86 | 2195.86 | 2130.86 | 2130.86 | 1765.66 | 1765.66 | 0 | 0 | 0 | 0 | 0 | 0 | 0 | 0 | 0 | 0 | 0 | 0 | 0 | 0 | 0 | 0 | 0 | 65 | 0 | 365.2 | 0 | 1765.66 |  | Mt | 0 | 0 | 0 | 0 | 0 | 0 | 0 | 6.1464 | 3.7289 | 0.71581 | 0 | 0 | 0 | 0 | 0 | 0 | 0 | 0 | 0 | 0 | 0 | 0 | 0 | 0 | 0 | 0 | 0 | 6.1464 | 3.7289 | 0.71581 |  | kt | 18.1671 | 20.6734 | 1.2514 |  | No. | 0 | 0 | 0 | 0 | 0 | Euro2016 | 0 | 0
|  | Içdaş | MW | 0 | 1626.1 | 0 | 1626.1 | 0 | 0 | 0 | 410.1 | 410.1 | 1018.1 | 1018.1 | 1018.1 | 1626.1 | 1626.1 | 1626.1 | 1626.1 | 1626.1 | 1626.1 | 0 | 608 | 0 | 0 | 608 | 0 | 0 | 0 | 0 | 0 | 0 | 0 | 0 | 0 | 0 | 0 | 0 | 0 | 0 | 0 | 0 | 0 |  | Mt | 0 | 0 | 0 | 0 | 0 | 0 | 0 | 0 | 0 | 0 | 0 | 0 | 0 | 0 | 0 | 0 | 0 | 0 | 0 | 0 | 0 | 0 | 0 | 0 | 0 | 0 | 0 | 0 | 0 | 0 |  | kt | 0 | 0 | 0 |  | No. | 0 | 0 | 0 | 0 | 0 | Euro2016 | 0 | 0
|  | Bulgarian Energy Holding (BEH) | MW | 0 | 1602 | 1602 | 0 | 0 | 0 | 0 | 1602 | 1602 | 1602 | 1602 | 1602 | 1602 | 1602 | 1602 | 1602 | 1602 | 1602 | 0 | 0 | 0 | 0 | 0 | 0 | 0 | 0 | 0 | 0 | 0 | 0 | 0 | 0 | 0 | 0 | 0 | 0 | 0 | 0 | 0 | 0 |  | Mt | 9.8721 | 12.9754 | 11.1286 | 9.459 | 10.2918 | 11.2937 | 9.6453 | 10.549 | 9.574 | 7.8741 | 9.8721 | 12.9754 | 11.1286 | 9.459 | 10.2918 | 11.2937 | 9.6453 | 10.549 | 9.574 | 7.8741 | 0 | 0 | 0 | 0 | 0 | 0 | 0 | 0 | 0 | 0 |  | kt | 29.947 | 9.601 | 0.64 |  | No. | 310 | 152 | 241 | 80755 | 7086 | Euro2016 | 482028000 | 912832000
|  | Konya Şeker | MW | 0 | 1572.8261 | 1572.8261 | 0 | 0 | 0 | 0 | 1572.8261 | 1572.8261 | 1572.8261 | 1572.8261 | 1572.8261 | 1572.8261 | 1572.8261 | 1572.8261 | 1572.8261 | 1572.8261 | 1572.8261 | 0 | 0 | 0 | 0 | 0 | 0 | 0 | 0 | 0 | 0 | 0 | 0 | 0 | 0 | 0 | 0 | 0 | 0 | 0 | 0 | 0 | 0 |  | Mt | 0 | 0 | 0 | 0 | 0 | 0 | 0 | 0 | 0 | 0 | 0 | 0 | 0 | 0 | 0 | 0 | 0 | 0 | 0 | 0 | 0 | 0 | 0 | 0 | 0 | 0 | 0 | 0 | 0 | 0 |  | kt | 0 | 0 | 0 |  | No. | 0 | 0 | 0 | 0 | 0 | Euro2016 | 0 | 0
|  | Fortum | MW | 0 | 1508.1304 | 0 | 1508.1304 | 1025.1304 | 266.3043 | 1266.3043 | 2490.4348 | 2554.4348 | 2554.4348 | 2554.4348 | 2554.4348 | 1554.4348 | 1554.4348 | 1554.4348 | 1554.4348 | 1774.4348 | 1774.4348 | 64 | 0 | 0 | 0 | 0 | 0 | 0 | 0 | 220 | 0 | 0 | 0 | 0 | 0 | 0 | 1000 | 0 | 0 | 0 | 0 | 0 | 266.3043 |  | Mt | 7.9529 | 6.0011 | 4.4546 | 5.8367 | 4.5287 | 3.5827 | 4.172 | 3.5486 | 3.3316 | 2.6809 | 0 | 0 | 0 | 0 | 0 | 0 | 0 | 0 | 0 | 0 | 7.9529 | 6.0011 | 4.4546 | 5.8367 | 4.5287 | 3.5827 | 4.172 | 3.5486 | 3.3316 | 2.6809 |  | kt | 5.4427 | 5.1983 | 0.37168 |  | No. | 56 | 24 | 43 | 14659 | 871 | Euro2016 | 85387000 | 163877000
|  | Eren | MW | 0 | 2971.7391 | 0 | 2971.7391 | 0 | 0 | 0 | 0 | 1510.8696 | 1510.8696 | 1510.8696 | 1510.8696 | 1510.8696 | 1510.8696 | 2971.7391 | 2971.7391 | 2971.7391 | 2971.7391 | 1510.8696 | 0 | 0 | 0 | 0 | 0 | 1460.8696 | 0 | 0 | 0 | 0 | 0 | 0 | 0 | 0 | 0 | 0 | 0 | 0 | 0 | 0 | 0 |  | Mt | 0 | 0 | 0 | 0 | 0 | 0 | 0 | 0 | 0 | 0 | 0 | 0 | 0 | 0 | 0 | 0 | 0 | 0 | 0 | 0 | 0 | 0 | 0 | 0 | 0 | 0 | 0 | 0 | 0 | 0 |  | kt | 0 | 0 | 0 |  | No. | 0 | 0 | 0 | 0 | 0 | Euro2016 | 0 | 0
|  | HSE | MW | 0 | 945 | 945 | 0 | 0 | 400 | 591.5 | 906.5 | 876.5 | 876.5 | 876.5 | 820 | 745 | 1345 | 1345 | 1345 | 945 | 945 | 0 | 0 | 0 | 0 | 0 | 600 | 0 | 0 | 0 | 0 | 0 | 30 | 0 | 0 | 56.5 | 75 | 0 | 0 | 0 | 400 | 0 | 0 |  | Mt | 5.3666 | 5.4232 | 5.184 | 4.9151 | 3.6744 | 3.7913 | 4.149 | 4.0754 | 3.9272 | 3.8176 | 5.3666 | 5.4232 | 5.184 | 4.9151 | 3.6744 | 3.7913 | 4.149 | 4.0734 | 3.9272 | 3.8173 | 0 | 0 | 0 | 0 | 0 | 0 | 0 | 0.001935 | 6.9e-05 | 0.000222 |  | kt | 0.91113 | 2.6993 | 0.061573 |  | No. | 44 | 27 | 32 | 13352 | 1110 | Euro2016 | 68661000 | 129952000
|  | Diler Holding | MW | 0 | 1304.3478 | 0 | 1304.3478 | 0 | 0 | 0 | 0 | 0 | 0 | 0 | 0 | 1304.3478 | 1304.3478 | 1304.3478 | 1304.3478 | 1304.3478 | 1304.3478 | 0 | 0 | 0 | 0 | 1304.3478 | 0 | 0 | 0 | 0 | 0 | 0 | 0 | 0 | 0 | 0 | 0 | 0 | 0 | 0 | 0 | 0 | 0 |  | Mt | 0 | 0 | 0 | 0 | 0 | 0 | 0 | 0 | 0 | 0 | 0 | 0 | 0 | 0 | 0 | 0 | 0 | 0 | 0 | 0 | 0 | 0 | 0 | 0 | 0 | 0 | 0 | 0 | 0 | 0 |  | kt | 0 | 0 | 0 |  | No. | 0 | 0 | 0 | 0 | 0 | Euro2016 | 0 | 0
|  | KEK | MW | 0 | 1288 | 1288 | 0 | 0 | 0 | 190 | 1413 | 1288 | 1288 | 1288 | 1288 | 1288 | 1288 | 1288 | 1288 | 1288 | 1288 | 0 | 0 | 0 | 0 | 0 | 0 | 0 | 0 | 0 | 0 | 0 | 125 | 0 | 0 | 0 | 0 | 0 | 0 | 0 | 0 | 0 | 0 |  | Mt | 0 | 0 | 0 | 0 | 0 | 0 | 0 | 0 | 6.4454 | 0 | 0 | 0 | 0 | 0 | 0 | 0 | 0 | 0 | 6.4454 | 0 | 0 | 0 | 0 | 0 | 0 | 0 | 0 | 0 | 0 | 0 |  | kt | 5.298 | 12.081 | 6.754 |  | No. | 85 | 48 | 50 | 24251 | 2072 | Euro2016 | 94747000 | 178849000
|  | Other | MW | 1428.6957 | 41281.4939 | 18048 | 23233.4939 | 11414.3304 | 7890.7174 | 15500.5343 | Actuals 2016: 44854.8635; Actuals 2017: 44822.0939; Actuals 2018: 45293.0939; Actuals 2019: 45248.7026; Actuals 2020: 44497.4852 | [6 empty] | 789.1304 | 1373 | 487.6087 | 510 | 1157.6087 | [6 empty] | 821.9 | 902 | 532 | 1261.2174 | 4540.6 |  | Mt | 144.504 | 159.1217 | 165.1344 | 157.5943 | 154.0789 | 156.0129 | 139.1468 | -502.7801 | -470.4866 | -353.1734 | 50.0005 | 55.2955 | 52.6107 | 50.6521 | 51.2104 | 50.5974 | 46.2218 | -280.3737 | -272.2469 | -216.7211 | 94.5035 | 103.8262 | 112.5237 | 106.9422 | 102.8685 | 105.4155 | 92.925 | -222.4064 | -198.2396 | -136.4523 |  | kt | 571.4302 | 176.7189 | 19.9462 |  | No. | 5156 | 2684 | 4042 | 1596938 | 115673 | Euro2016 | 7343285000 | 13910376000
# Plants | 1. Split By Region
|  | EU | No. | 2 | 219 | 73 | 146 | 108 | 56 | 117 | 310 | 311 | 308 | 298 | 289 | 286 | 271 | 263 | 253 | 246 | 235 | 2 | 2 | 0 | 1 | 1 | 4 | 1 | 0 | 1 | 0 | 2 | 1 | 5 | 10 | 10 | 4 | 19 | 9 | 10 | 8 | 11 | 22
|  | Turkey | No. | 1 | 29 | 18 | 11 | 0 | 0 | 0 | Actuals 2016: 23; Actuals 2017: 25; Actuals 2018: 26; Actuals 2019: 28; Actuals 2020: 29 | [6 empty] | 2 | 1 | 2 | 1 | 0 | [6 empty] | 0 | 0 | 0 | 0 | 0
|  | Western Balkans | No. | 0 | 16 | 16 | 0 | 0 | 0 | 0 | Actuals 2016: 15; Actuals 2017: 16; Actuals 2018: 16; Actuals 2019: 16; Actuals 2020: 16 | [6 empty] | 1 | 0 | 0 | 0 | 0 | [6 empty] | 0 | 0 | 0 | 0 | 0
2. Split By Country
EU Countries
|  | Austria | No. | 0 | 0 | 0 | 0 | 0 | 3 | 6 | 4 | 4 | 3 | 3 | 3 | 3 | 3 | 2 | 2 | 2 | 1 | 0 | 0 | 0 | 0 | 0 | 0 | 0 | 0 | 0 | 0 | 0 | 0 | 1 | 0 | 0 | 0 | 0 | 1 | 0 | 0 | 1 | 1
|  | Belgium | No. | 0 | 0 | 0 | 0 | 0 | 1 | 6 | 3 | 2 | 2 | 2 | 1 | 1 | 1 | 0 | 0 | 0 | 0 | 0 | 0 | 0 | 0 | 0 | 0 | 0 | 0 | 0 | 0 | 0 | 1 | 0 | 0 | 1 | 0 | 0 | 1 | 0 | 0 | 0 | 0
|  | Bulgaria | No. | 0 | 10 | 8 | 2 | 0 | 0 | 1 | 10 | 10 | 11 | 11 | 11 | 11 | 10 | 10 | 10 | 10 | 10 | 0 | 1 | 0 | 0 | 0 | 0 | 0 | 0 | 0 | 0 | 0 | 0 | 0 | 0 | 0 | 0 | 1 | 0 | 0 | 0 | 0 | 0
|  | Croatia | No. | 0 | 1 | 0 | 1 | 0 | 0 | 0 | [11 empty] | 0 | 0 | 0 | 0 | 0 | 0 | 0 | 0 | 0 | 0 | 0 | 0 | 0 | 0 | 0 | 0 | 0 | 0 | 0 | 0 | 0 | 0 | bar: Actuals 2010 to Actuals 2020
|  | Czech Republic | No. | 0 | 32 | 24 | 8 | 3 | 2 | 3 | 34 | 34 | 34 | 34 | 34 | 34 | 34 | 34 | 34 | 34 | 34 | 0 | 0 | 0 | 0 | 0 | 0 | 0 | 0 | 0 | 0 | 0 | 0 | 0 | 0 | 0 | 0 | 0 | 0 | 0 | 0 | 0 | 2
|  | Denmark | No. | 0 | 4 | 0 | 4 | 3 | 4 | 5 | 9 | 9 | 9 | 8 | 8 | 8 | 8 | 5 | 5 | 5 | 5 | 0 | 0 | 0 | 0 | 0 | 0 | 0 | 0 | 0 | 0 | 0 | 0 | 0 | 1 | 0 | 0 | 0 | 3 | 0 | 0 | 0 | 1
|  | Finland | No. | 0 | 7 | 0 | 7 | 7 | 3 | 6 | 12 | 12 | 12 | 12 | 11 | 10 | 10 | 10 | 8 | 8 | 7 | 0 | 0 | 0 | 0 | 0 | 0 | 0 | 0 | 0 | 0 | 0 | 0 | 0 | 0 | 1 | 1 | 0 | 0 | 2 | 0 | 1 | 0
|  | France | No. | 0 | 4 | 0 | 4 | 3 | 2 | 10 | 12 | 12 | 13 | 13 | 12 | 11 | 6 | 6 | 6 | 6 | 5 | 0 | 1 | 0 | 0 | 0 | 0 | 0 | 0 | 0 | 0 | 0 | 0 | 0 | 0 | 1 | 1 | 5 | 0 | 0 | 0 | 1 | 2
|  | Germany | No. | 0 | 67 | 19 | 48 | 67 | 14 | 22 | 81 | 82 | 82 | 80 | 79 | 79 | 80 | 80 | 76 | 71 | 67 | 1 | 0 | 0 | 1 | 1 | 2 | 0 | 0 | 0 | 0 | 1 | 0 | 0 | 2 | 2 | 1 | 1 | 0 | 4 | 5 | 4 | 1
|  | Greece | No. | 1 | 6 | 6 | 0 | 6 | 0 | 1 | 7 | 7 | 7 | 7 | 6 | 6 | 6 | 6 | 6 | 6 | 6 | 0 | 0 | 0 | 0 | 0 | 0 | 0 | 0 | 0 | 0 | 0 | 0 | 0 | 0 | 1 | 0 | 0 | 0 | 0 | 0 | 0 | 1
|  | Hungary | No. | 0 | 2 | 1 | 1 | 0 | 0 | 3 | 5 | 5 | 4 | 2 | 2 | 2 | 2 | 2 | 2 | 2 | 2 | 0 | 0 | 0 | 0 | 0 | 0 | 0 | 0 | 0 | 0 | 0 | 0 | 1 | 2 | 0 | 0 | 0 | 0 | 0 | 0 | 0 | 0
|  | Ireland | No. | 0 | 1 | 0 | 1 | 0 | 0 | 0 | [11 empty] | 0 | 0 | 0 | 0 | 0 | 0 | 0 | 0 | 0 | 0 | 0 | 0 | 0 | 0 | 0 | 0 | 0 | 0 | 0 | 0 | 0 | 0 | bar: Actuals 2010 to Actuals 2020
|  | Italy | No. | 0 | 9 | 0 | 9 | 0 | 3 | 4 | 13 | 13 | 13 | 13 | 13 | 13 | 12 | 11 | 10 | 10 | 10 | 0 | 0 | 0 | 0 | 0 | 0 | 0 | 0 | 0 | 0 | 0 | 0 | 0 | 0 | 0 | 0 | 1 | 1 | 1 | 0 | 0 | 1
|  | Netherlands | No. | 0 | 4 | 0 | 4 | 4 | 2 | 4 | 5 | 5 | 5 | 5 | 5 | 5 | 5 | 6 | 5 | 5 | 4 | 0 | 0 | 0 | 0 | 0 | 2 | 1 | 0 | 0 | 0 | 0 | 0 | 0 | 0 | 0 | 0 | 2 | 0 | 1 | 0 | 1 | 0
|  | Poland | No. | 1 | 44 | 5 | 39 | 7 | 2 | 8 | 49 | 50 | 50 | 48 | 48 | 47 | 44 | 44 | 43 | 44 | 44 | 1 | 0 | 0 | 0 | 0 | 0 | 0 | 0 | 1 | 0 | 1 | 0 | 0 | 2 | 0 | 1 | 3 | 0 | 1 | 0 | 0 | 2
|  | Portugal | No. | 0 | 2 | 0 | 2 | 2 | 0 | 0 | 2 | 2 | 2 | 2 | 2 | 2 | 2 | 2 | 2 | 2 | 2 | 0 | 0 | 0 | 0 | 0 | 0 | 0 | 0 | 0 | 0 | 0 | 0 | 0 | 0 | 0 | 0 | 0 | 0 | 0 | 0 | 0 | 0
|  | Romania | No. | 0 | 8 | 5 | 3 | 0 | 2 | 8 | 16 | 16 | 16 | 16 | 15 | 15 | 10 | 10 | 10 | 10 | 8 | 0 | 0 | 0 | 0 | 0 | 0 | 0 | 0 | 0 | 0 | 0 | 0 | 0 | 0 | 1 | 0 | 5 | 0 | 0 | 0 | 2 | 0
|  | Slovakia | No. | 0 | 5 | 3 | 2 | 2 | 0 | 0 | 5 | 5 | 5 | 5 | 5 | 5 | 5 | 5 | 5 | 5 | 5 | 0 | 0 | 0 | 0 | 0 | 0 | 0 | 0 | 0 | 0 | 0 | 0 | 0 | 0 | 0 | 0 | 0 | 0 | 0 | 0 | 0 | 1
|  | Slovenia | No. | 0 | 2 | 2 | 0 | 0 | 1 | 1 | 3 | 3 | 3 | 3 | 3 | 3 | 3 | 3 | 3 | 2 | 2 | 0 | 0 | 0 | 0 | 0 | 0 | 0 | 0 | 0 | 0 | 0 | 0 | 0 | 0 | 0 | 0 | 0 | 0 | 0 | 1 | 0 | 0
|  | Spain | No. | 0 | 7 | 0 | 7 | 2 | 8 | 14 | 19 | 19 | 18 | 16 | 15 | 15 | 15 | 15 | 15 | 14 | 14 | 0 | 0 | 0 | 0 | 0 | 0 | 0 | 0 | 0 | 0 | 0 | 0 | 1 | 2 | 1 | 0 | 0 | 0 | 0 | 1 | 0 | 7
|  | Sweden | No. | 0 | 0 | 0 | 0 | 0 | 1 | 1 | [11 empty] | 0 | 0 | 0 | 0 | 0 | 0 | 0 | 0 | 0 | 0 | 0 | 0 | 0 | 0 | 0 | 0 | 0 | 0 | 0 | 0 | 0 | 1 | bar: Actuals 2010 to Actuals 2020
|  | United Kingdom | No. | 0 | 4 | 0 | 4 | 2 | 8 | 14 | 18 | 18 | 16 | 15 | 13 | 13 | 12 | 9 | 8 | 7 | 6 | 0 | 0 | 0 | 0 | 0 | 0 | 0 | 0 | 0 | 0 | 0 | 0 | 2 | 1 | 2 | 0 | 1 | 3 | 1 | 1 | 1 | 2
Western Balkans
|  | Albania | No. | 0 | 0 | 0 | 0 | 0 | 0 | 0 | Actuals 2016: 0; Actuals 2017: 0; Actuals 2018: 0; Actuals 2019: 0; Actuals 2020: 0 | [6 empty] | 0 | 0 | 0 | 0 | 0 | [6 empty] | 0 | 0 | 0 | 0 | 0
|  | Bosnia & Herzegovina | No. | 0 | 5 | 5 | 0 | 0 | 0 | 0 | Actuals 2016: 4; Actuals 2017: 5; Actuals 2018: 5; Actuals 2019: 5; Actuals 2020: 5 | [6 empty] | 1 | 0 | 0 | 0 | 0 | [6 empty] | 0 | 0 | 0 | 0 | 0
|  | Kosovo | No. | 0 | 2 | 2 | 0 | 0 | 0 | 0 | Actuals 2016: 2; Actuals 2017: 2; Actuals 2018: 2; Actuals 2019: 2; Actuals 2020: 2 | [6 empty] | 0 | 0 | 0 | 0 | 0 | [6 empty] | 0 | 0 | 0 | 0 | 0
|  | North Macedonia | No. | 0 | 2 | 2 | 0 | 0 | 0 | 0 | Actuals 2016: 2; Actuals 2017: 2; Actuals 2018: 2; Actuals 2019: 2; Actuals 2020: 2 | [6 empty] | 0 | 0 | 0 | 0 | 0 | [6 empty] | 0 | 0 | 0 | 0 | 0
|  | Montenegro | No. | 0 | 1 | 1 | 0 | 0 | 0 | 0 | [17 empty] | 0 | 0 | 0 | 0 | 0 | [6 empty] | 0 | 0 | 0 | 0 | 0 | bar: Actuals 2016 to Actuals 2020
|  | Serbia | No. | 0 | 6 | 6 | 0 | 0 | 0 | 0 | Actuals 2016: 6; Actuals 2017: 6; Actuals 2018: 6; Actuals 2019: 6; Actuals 2020: 6 | [6 empty] | 0 | 0 | 0 | 0 | 0 | [6 empty] | 0 | 0 | 0 | 0 | 0
Turkey
|  | Turkey | No. | 1 | 29 | 18 | 11 | 0 | 0 | 0 | Actuals 2016: 23; Actuals 2017: 25; Actuals 2018: 26; Actuals 2019: 28; Actuals 2020: 29 | [6 empty] | 2 | 1 | 2 | 1 | 0 | [6 empty] | 0 | 0 | 0 | 0 | 0
3. Split By Company (values before 2016: EU only)
|  | RWE | No. | 0 | 13 | 8 | 5 | 13 | 3 | 3 | 14 | 14 | 14 | 14 | 14 | 15 | 16 | 16 | 15 | 15 | 14 | 0 | 0 | 0 | 0 | 1 | 1 | 0 | 0 | 0 | 0 | 0 | 0 | 0 | 0 | 0 | 0 | 0 | 0 | 1 | 0 | 1 | 1
|  | Enel | No. | 0 | 6 | 0 | 6 | 0 | 1 | 1 | 7 | 7 | 7 | 7 | 7 | 7 | 7 | 7 | 6 | 6 | 6 | 0 | 0 | 0 | 0 | 0 | 0 | 0 | 0 | 0 | 0 | 0 | 0 | 0 | 0 | 0 | 0 | 0 | 0 | 1 | 0 | 0 | 0
|  | EPH | No. | 0 | 12 | 7 | 5 | 8 | 2 | 2 | 14 | 14 | 14 | 14 | 14 | 14 | 14 | 14 | 14 | 13 | 13 | 0 | 0 | 0 | 0 | 0 | 0 | 0 | 0 | 0 | 0 | 0 | 0 | 0 | 0 | 0 | 0 | 0 | 0 | 0 | 1 | 0 | 2
|  | PGE | No. | 0 | 13 | 2 | 11 | 1 | 0 | 0 | 13 | 13 | 13 | 13 | 13 | 13 | 13 | 13 | 13 | 13 | 13 | 0 | 0 | 0 | 0 | 0 | 0 | 0 | 0 | 0 | 0 | 0 | 0 | 0 | 0 | 0 | 0 | 0 | 0 | 0 | 0 | 0 | 0
|  | EDF | No. | 0 | 3 | 0 | 3 | 1 | 1 | 1 | 4 | 4 | 4 | 4 | 4 | 4 | 4 | 4 | 4 | 4 | 3 | 0 | 0 | 0 | 0 | 0 | 0 | 0 | 0 | 0 | 0 | 0 | 0 | 0 | 0 | 0 | 0 | 0 | 0 | 0 | 0 | 1 | 0
|  | Uniper | No. | 0 | 8 | 1 | 7 | 7 | 3 | 3 | 9 | 9 | 9 | 9 | 9 | 9 | 9 | 9 | 8 | 8 | 7 | 0 | 0 | 0 | 0 | 0 | 0 | 1 | 0 | 0 | 0 | 1 | 0 | 0 | 0 | 0 | 0 | 0 | 1 | 1 | 0 | 1 | 0
|  | STEAG | No. | 0 | 7 | 0 | 7 | 6 | 3 | 3 | 10 | 10 | 10 | 10 | 10 | 10 | 10 | 10 | 8 | 7 | 7 | 0 | 0 | 0 | 0 | 0 | 0 | 0 | 0 | 0 | 0 | 0 | 0 | 0 | 0 | 0 | 0 | 0 | 0 | 2 | 1 | 0 | 0
|  | CEZ | No. | 0 | 12 | 9 | 3 | 1 | 1 | 1 | 13 | 13 | 13 | 13 | 13 | 13 | 13 | 13 | 13 | 13 | 13 | 0 | 0 | 0 | 0 | 0 | 0 | 0 | 0 | 0 | 0 | 0 | 0 | 0 | 0 | 0 | 0 | 0 | 0 | 0 | 0 | 0 | 1
|  | Engie | No. | 0 | 0 | 0 | 0 | 0 | 2 | 2 | 2 | 2 | 2 | 2 | 2 | 2 | 2 | 0 | 0 | 0 | 0 | 0 | 0 | 0 | 0 | 0 | 0 | 0 | 0 | 0 | 0 | 0 | 0 | 0 | 0 | 0 | 0 | 0 | 2 | 0 | 0 | 0 | 0
|  | EnBW | No. | 0 | 7 | 0 | 7 | 7 | 1 | 1 | 8 | 8 | 8 | 8 | 8 | 8 | 8 | 8 | 8 | 7 | 7 | 0 | 0 | 0 | 0 | 0 | 0 | 0 | 0 | 0 | 0 | 0 | 0 | 0 | 0 | 0 | 0 | 0 | 0 | 0 | 1 | 0 | 0
|  | Vattenfall | No. | 0 | 3 | 0 | 3 | 3 | 3 | 3 | 5 | 5 | 5 | 5 | 5 | 5 | 6 | 6 | 5 | 5 | 3 | 0 | 0 | 0 | 0 | 0 | 1 | 0 | 0 | 0 | 0 | 0 | 0 | 0 | 0 | 0 | 0 | 0 | 0 | 1 | 0 | 2 | 0
|  | PPC | No. | 1 | 6 | 6 | 0 | 6 | 0 | 0 | 6 | 6 | 6 | 6 | 6 | 6 | 6 | 6 | 6 | 6 | 6 | 0 | 0 | 0 | 0 | 0 | 0 | 0 | 0 | 0 | 0 | 0 | 0 | 0 | 0 | 0 | 0 | 0 | 0 | 0 | 0 | 0 | 1
|  | Tauron | No. | 0 | 9 | 0 | 9 | 1 | 0 | 0 | 9 | 9 | 9 | 9 | 9 | 9 | 9 | 9 | 9 | 9 | 9 | 0 | 0 | 0 | 0 | 0 | 0 | 0 | 0 | 0 | 0 | 0 | 0 | 0 | 0 | 0 | 0 | 0 | 0 | 0 | 0 | 0 | 1
|  | EPS- Elektroprivreda Srbije | No. | 0 | 6 | 6 | 0 | 0 | 0 | 0 | 6 | 6 | 6 | 6 | 6 | 6 | 6 | 6 | 6 | 6 | 6 | 0 | 0 | 0 | 0 | 0 | 0 | 0 | 0 | 0 | 0 | 0 | 0 | 0 | 0 | 0 | 0 | 0 | 0 | 0 | 0 | 0 | 0
|  | CE Oltenia SA | No. | 0 | 4 | 4 | 0 | 0 | 0 | 0 | 4 | 4 | 4 | 4 | 4 | 4 | 4 | 4 | 4 | 4 | 4 | 0 | 0 | 0 | 0 | 0 | 0 | 0 | 0 | 0 | 0 | 0 | 0 | 0 | 0 | 0 | 0 | 0 | 0 | 0 | 0 | 0 | 0
|  | EÜAŞ | No. | 0 | 3 | 3 | 0 | 0 | 0 | 0 | 3 | 3 | 3 | 3 | 3 | 3 | 3 | 3 | 3 | 3 | 3 | 0 | 0 | 0 | 0 | 0 | 0 | 0 | 0 | 0 | 0 | 0 | 0 | 0 | 0 | 0 | 0 | 0 | 0 | 0 | 0 | 0 | 0
|  | Iberdrola | No. | 0 | 1 | 0 | 1 | 1 | 2 | 2 | 3 | 3 | 3 | 3 | 3 | 3 | 3 | 2 | 2 | 2 | 2 | 0 | 0 | 0 | 0 | 0 | 0 | 0 | 0 | 0 | 0 | 0 | 0 | 0 | 0 | 0 | 0 | 0 | 1 | 0 | 0 | 0 | 1
|  | SSE | No. | 0 | 0 | 0 | 0 | 0 | 2 | 2 | 2 | 2 | 2 | 2 | 2 | 2 | 2 | 1 | 1 | 1 | 1 | 0 | 0 | 0 | 0 | 0 | 0 | 0 | 0 | 0 | 0 | 0 | 0 | 0 | 0 | 0 | 0 | 0 | 1 | 0 | 0 | 0 | 1
|  | ENEA | No. | 0 | 3 | 0 | 3 | 0 | 0 | 0 | 3 | 3 | 3 | 3 | 3 | 3 | 3 | 3 | 3 | 3 | 3 | 0 | 0 | 0 | 0 | 0 | 0 | 0 | 0 | 0 | 0 | 0 | 0 | 0 | 0 | 0 | 0 | 0 | 0 | 0 | 0 | 0 | 0
|  | Drax Power plc | No. | 0 | 1 | 0 | 1 | 1 | 0 | 0 | [11 empty] | 0 | 0 | 0 | 0 | 0 | 0 | 0 | 0 | 0 | 0 | 0 | 0 | 0 | 0 | 0 | 0 | 0 | 0 | 0 | 0 | 0 | 0 | bar: Actuals 2010 to Actuals 2020
|  | EDP | No. | 0 | 1 | 0 | 1 | 1 | 0 | 0 | [11 empty] | 0 | 0 | 0 | 0 | 0 | 0 | 0 | 0 | 0 | 0 | 0 | 0 | 0 | 0 | 0 | 0 | 0 | 0 | 0 | 0 | 0 | 0 | bar: Actuals 2010 to Actuals 2020
|  | Orsted | No. | 0 | 2 | 0 | 2 | 2 | 2 | 2 | 4 | 4 | 4 | 4 | 4 | 4 | 4 | 2 | 2 | 2 | 2 | 0 | 0 | 0 | 0 | 0 | 0 | 0 | 0 | 0 | 0 | 0 | 0 | 0 | 0 | 0 | 0 | 0 | 2 | 0 | 0 | 0 | 0
|  | ZEPAK | No. | 0 | 3 | 3 | 0 | 3 | 1 | 1 | 4 | 4 | 4 | 4 | 4 | 4 | 4 | 4 | 3 | 3 | 3 | 0 | 0 | 0 | 0 | 0 | 0 | 0 | 0 | 0 | 0 | 0 | 0 | 0 | 0 | 0 | 0 | 0 | 0 | 1 | 0 | 0 | 0
|  | Naturgy | No. | 0 | 0 | 0 | 0 | 0 | 4 | 4 | 4 | 4 | 4 | 4 | 4 | 4 | 4 | 4 | 4 | 3 | 3 | 0 | 0 | 0 | 0 | 0 | 0 | 0 | 0 | 0 | 0 | 0 | 0 | 0 | 0 | 0 | 0 | 0 | 0 | 0 | 1 | 0 | 3
|  | Içdaş | No. | 0 | 2 | 0 | 2 | 0 | 0 | 0 | 1 | 1 | 2 | 2 | 2 | 2 | 2 | 2 | 2 | 2 | 2 | 0 | 1 | 0 | 0 | 0 | 0 | 0 | 0 | 0 | 0 | 0 | 0 | 0 | 0 | 0 | 0 | 0 | 0 | 0 | 0 | 0 | 0
|  | Bulgarian Energy Holding (BEH) | No. | 0 | 1 | 1 | 0 | 0 | 0 | 0 | [11 empty] | 0 | 0 | 0 | 0 | 0 | 0 | 0 | 0 | 0 | 0 | 0 | 0 | 0 | 0 | 0 | 0 | 0 | 0 | 0 | 0 | 0 | 0 | bar: Actuals 2010 to Actuals 2020
|  | Konya Şeker | No. | 0 | 2 | 2 | 0 | 0 | 0 | 0 | 2 | 2 | 2 | 2 | 2 | 2 | 2 | 2 | 2 | 2 | 2 | 0 | 0 | 0 | 0 | 0 | 0 | 0 | 0 | 0 | 0 | 0 | 0 | 0 | 0 | 0 | 0 | 0 | 0 | 0 | 0 | 0 | 0
|  | Fortum | No. | 0 | 7 | 0 | 7 | 3 | 1 | 1 | 6 | 7 | 7 | 7 | 7 | 7 | 7 | 7 | 7 | 8 | 8 | 1 | 0 | 0 | 0 | 0 | 0 | 0 | 0 | 1 | 0 | 0 | 0 | 0 | 0 | 0 | 0 | 0 | 0 | 0 | 0 | 0 | 1
|  | Eren | No. | 0 | 3 | 0 | 3 | 0 | 0 | 0 | 0 | 2 | 2 | 2 | 2 | 2 | 2 | 3 | 3 | 3 | 3 | 2 | 0 | 0 | 0 | 0 | 0 | 1 | 0 | 0 | 0 | 0 | 0 | 0 | 0 | 0 | 0 | 0 | 0 | 0 | 0 | 0 | 0
|  | HSE | No. | 0 | 1 | 1 | 0 | 0 | 1 | 1 | 2 | 2 | 2 | 2 | 2 | 2 | 2 | 2 | 2 | 1 | 1 | 0 | 0 | 0 | 0 | 0 | 0 | 0 | 0 | 0 | 0 | 0 | 0 | 0 | 0 | 0 | 0 | 0 | 0 | 0 | 1 | 0 | 0
|  | Diler Holding | No. | 0 | 1 | 0 | 1 | 0 | 0 | 0 | 0 | 0 | 0 | 0 | 0 | 1 | 1 | 1 | 1 | 1 | 1 | 0 | 0 | 0 | 0 | 1 | 0 | 0 | 0 | 0 | 0 | 0 | 0 | 0 | 0 | 0 | 0 | 0 | 0 | 0 | 0 | 0 | 0
|  | KEK | No. | 0 | 2 | 2 | 0 | 0 | 0 | 0 | 2 | 2 | 2 | 2 | 2 | 2 | 2 | 2 | 2 | 2 | 2 | 0 | 0 | 0 | 0 | 0 | 0 | 0 | 0 | 0 | 0 | 0 | 0 | 0 | 0 | 0 | 0 | 0 | 0 | 0 | 0 | 0 | 0
|  | Other | No. | 2 | 122 | 52 | 70 | 43 | 23 | 84 | Actuals 2016: 138; Actuals 2017: 138; Actuals 2018: 136; Actuals 2019: 135; Actuals 2020: 135 | [6 empty] | 0 | 0 | 0 | 0 | 0 | [6 empty] | 0 | 0 | 0 | 0 | 0
# Units | 1. Split By Region
|  | EU | No. | 4 | 554 | 226 | 328 | 214 | 140 | 368 | 848 | 842 | 821 | 783 | 749 | 726 | 684 | 655 | 634 | 621 | 594 | 4 | 4 | 3 | 3 | 3 | 9 | 2 | 2 | 1 | 2 | 5 | 10 | 25 | 41 | 37 | 26 | 51 | 31 | 23 | 14 | 29 | 62
|  | Turkey | No. | 2 | 72 | 52 | 20 | 0 | 0 | 0 | Actuals 2016: 60; Actuals 2017: 65; Actuals 2018: 67; Actuals 2019: 69; Actuals 2020: 71 | [6 empty] | 5 | 2 | 2 | 2 | 1 | [6 empty] | 0 | 0 | 0 | 0 | 0
|  | Western Balkans | No. | 1 | 37 | 37 | 0 | 0 | 0 | 3 | Actuals 2016: 36; Actuals 2017: 37; Actuals 2018: 37; Actuals 2019: 37; Actuals 2020: 37 | [6 empty] | 1 | 0 | 0 | 0 | 0 | [6 empty] | 0 | 0 | 0 | 0 | 0
2. Split By Country
EU Countries
|  | Austria | No. | 0 | 0 | 0 | 0 | 0 | 3 | 9 | 7 | 6 | 4 | 4 | 4 | 4 | 3 | 2 | 2 | 2 | 1 | 0 | 0 | 0 | 0 | 0 | 0 | 0 | 0 | 0 | 0 | 0 | 1 | 2 | 0 | 0 | 0 | 1 | 1 | 0 | 0 | 1 | 1
|  | Belgium | No. | 0 | 0 | 0 | 0 | 0 | 2 | 13 | 7 | 5 | 5 | 5 | 2 | 2 | 2 | 0 | 0 | 0 | 0 | 0 | 0 | 0 | 0 | 0 | 0 | 0 | 0 | 0 | 0 | 0 | 2 | 0 | 0 | 3 | 0 | 0 | 2 | 0 | 0 | 0 | 0
|  | Bulgaria | No. | 0 | 36 | 27 | 9 | 0 | 0 | 8 | 39 | 39 | 41 | 41 | 40 | 39 | 35 | 35 | 36 | 36 | 36 | 0 | 2 | 0 | 0 | 0 | 0 | 0 | 1 | 0 | 0 | 0 | 0 | 0 | 0 | 1 | 1 | 4 | 0 | 0 | 0 | 0 | 0
|  | Croatia | No. | 0 | 2 | 0 | 2 | 1 | 0 | 0 | 2 | 2 | 2 | 2 | 2 | 2 | 2 | 2 | 1 | 1 | 1 | 0 | 0 | 0 | 0 | 0 | 0 | 0 | 0 | 0 | 0 | 0 | 0 | 0 | 0 | 0 | 0 | 0 | 0 | 1 | 0 | 0 | 0
|  | Czech Republic | No. | 0 | 99 | 85 | 14 | 7 | 15 | 20 | 116 | 116 | 115 | 115 | 115 | 113 | 113 | 111 | 110 | 110 | 109 | 0 | 0 | 0 | 0 | 1 | 0 | 0 | 0 | 0 | 0 | 1 | 0 | 1 | 0 | 0 | 3 | 0 | 2 | 1 | 0 | 1 | 12
|  | Denmark | No. | 0 | 6 | 0 | 6 | 5 | 5 | 9 | 14 | 13 | 13 | 12 | 12 | 11 | 11 | 7 | 7 | 7 | 7 | 0 | 0 | 0 | 0 | 0 | 0 | 0 | 0 | 0 | 0 | 0 | 1 | 0 | 1 | 0 | 1 | 0 | 4 | 0 | 0 | 0 | 1
|  | Finland | No. | 0 | 10 | 0 | 10 | 10 | 4 | 10 | 19 | 19 | 19 | 19 | 18 | 14 | 14 | 14 | 12 | 12 | 11 | 0 | 0 | 0 | 0 | 0 | 0 | 0 | 0 | 0 | 0 | 0 | 0 | 0 | 0 | 1 | 4 | 0 | 0 | 2 | 0 | 1 | 1
|  | France | No. | 0 | 5 | 0 | 5 | 3 | 3 | 20 | 23 | 23 | 24 | 24 | 19 | 18 | 8 | 8 | 8 | 8 | 6 | 0 | 1 | 0 | 0 | 0 | 0 | 0 | 0 | 0 | 0 | 0 | 0 | 0 | 0 | 5 | 1 | 10 | 0 | 0 | 0 | 2 | 2
|  | Germany | No. | 0 | 124 | 47 | 77 | 124 | 24 | 72 | 177 | 178 | 173 | 156 | 152 | 147 | 147 | 143 | 134 | 128 | 124 | 1 | 0 | 3 | 2 | 2 | 5 | 0 | 0 | 0 | 0 | 1 | 0 | 5 | 20 | 6 | 7 | 5 | 4 | 9 | 6 | 4 | 2
|  | Greece | No. | 1 | 12 | 12 | 0 | 12 | 5 | 10 | 22 | 21 | 19 | 19 | 17 | 17 | 17 | 14 | 14 | 14 | 12 | 0 | 0 | 0 | 0 | 0 | 0 | 0 | 0 | 0 | 0 | 0 | 1 | 2 | 0 | 2 | 0 | 0 | 3 | 0 | 0 | 2 | 2
|  | Hungary | No. | 0 | 9 | 5 | 4 | 0 | 0 | 13 | 19 | 19 | 11 | 9 | 9 | 9 | 9 | 9 | 9 | 9 | 9 | 0 | 0 | 0 | 0 | 0 | 0 | 0 | 0 | 0 | 0 | 0 | 0 | 8 | 2 | 0 | 0 | 0 | 0 | 0 | 0 | 0 | 0
|  | Ireland | No. | 0 | 3 | 0 | 3 | 0 | 0 | 0 | 3 | 3 | 3 | 3 | 3 | 3 | 3 | 3 | 3 | 3 | 3 | 0 | 0 | 0 | 0 | 0 | 0 | 0 | 0 | 0 | 0 | 0 | 0 | 0 | 0 | 0 | 0 | 0 | 0 | 0 | 0 | 0 | 0
|  | Italy | No. | 0 | 22 | 0 | 22 | 1 | 4 | 8 | 28 | 30 | 30 | 30 | 30 | 28 | 26 | 24 | 23 | 23 | 23 | 2 | 0 | 0 | 0 | 0 | 0 | 0 | 0 | 0 | 0 | 0 | 0 | 0 | 0 | 0 | 2 | 2 | 2 | 1 | 0 | 0 | 2
|  | Netherlands | No. | 0 | 5 | 0 | 5 | 5 | 3 | 6 | 7 | 7 | 7 | 7 | 7 | 7 | 7 | 8 | 6 | 6 | 5 | 0 | 0 | 0 | 0 | 0 | 3 | 1 | 0 | 0 | 0 | 0 | 0 | 0 | 0 | 0 | 0 | 3 | 0 | 2 | 0 | 1 | 0
|  | Poland | No. | 3 | 153 | 24 | 129 | 27 | 15 | 43 | 183 | 183 | 183 | 177 | 174 | 172 | 162 | 161 | 157 | 158 | 158 | 1 | 1 | 0 | 1 | 0 | 0 | 1 | 1 | 1 | 2 | 3 | 1 | 1 | 6 | 4 | 2 | 10 | 2 | 5 | 0 | 2 | 16
|  | Portugal | No. | 0 | 6 | 0 | 6 | 6 | 0 | 0 | 6 | 6 | 6 | 6 | 6 | 6 | 6 | 6 | 6 | 6 | 6 | 0 | 0 | 0 | 0 | 0 | 0 | 0 | 0 | 0 | 0 | 0 | 0 | 0 | 0 | 0 | 0 | 0 | 0 | 0 | 0 | 0 | 0
|  | Romania | No. | 0 | 21 | 14 | 7 | 0 | 7 | 25 | 41 | 40 | 40 | 39 | 38 | 38 | 28 | 28 | 28 | 28 | 21 | 0 | 0 | 0 | 0 | 0 | 0 | 0 | 0 | 0 | 0 | 0 | 1 | 0 | 1 | 1 | 0 | 10 | 0 | 0 | 0 | 7 | 0
|  | Slovakia | No. | 0 | 11 | 8 | 3 | 4 | 1 | 8 | 17 | 15 | 15 | 15 | 14 | 14 | 12 | 12 | 12 | 12 | 11 | 0 | 0 | 0 | 0 | 0 | 0 | 0 | 0 | 0 | 0 | 0 | 2 | 0 | 0 | 1 | 0 | 2 | 0 | 0 | 0 | 1 | 2
|  | Slovenia | No. | 0 | 5 | 4 | 1 | 2 | 2 | 8 | 11 | 10 | 10 | 10 | 7 | 6 | 7 | 7 | 7 | 5 | 5 | 0 | 0 | 0 | 0 | 0 | 1 | 0 | 0 | 0 | 0 | 0 | 1 | 0 | 0 | 3 | 1 | 0 | 0 | 0 | 2 | 0 | 0
|  | Spain | No. | 0 | 13 | 0 | 13 | 3 | 19 | 33 | 42 | 42 | 41 | 34 | 33 | 33 | 32 | 30 | 30 | 29 | 27 | 0 | 0 | 0 | 0 | 0 | 0 | 0 | 0 | 0 | 0 | 0 | 0 | 1 | 7 | 1 | 0 | 1 | 2 | 0 | 1 | 2 | 14
|  | Sweden | No. | 0 | 0 | 0 | 0 | 0 | 1 | 1 | [11 empty] | 0 | 0 | 0 | 0 | 0 | 0 | 0 | 0 | 0 | 0 | 0 | 0 | 0 | 0 | 0 | 0 | 0 | 0 | 0 | 0 | 0 | 1 | bar: Actuals 2010 to Actuals 2020
|  | United Kingdom | No. | 0 | 12 | 0 | 12 | 4 | 27 | 52 | 64 | 64 | 59 | 55 | 46 | 42 | 39 | 30 | 28 | 23 | 18 | 0 | 0 | 0 | 0 | 0 | 0 | 0 | 0 | 0 | 0 | 0 | 0 | 5 | 4 | 9 | 4 | 3 | 9 | 2 | 5 | 5 | 6
| Western Balkans | [20 empty] | 0 | 0 | 0 | 0 | 0 | 0 | 0 | 0 | 0 | 0 | 0
|  | Albania | No. | 0 | 0 | 0 | 0 | 0 | 0 | 0 | Actuals 2016: 0; Actuals 2017: 0; Actuals 2018: 0; Actuals 2019: 0; Actuals 2020: 0 | [6 empty] | 0 | 0 | 0 | 0 | 0 | [6 empty] | 0 | 0 | 0 | 0 | 0
|  | Bosnia & Herzegovina | No. | 0 | 10 | 10 | 0 | 0 | 0 | 0 | Actuals 2016: 9; Actuals 2017: 10; Actuals 2018: 10; Actuals 2019: 10; Actuals 2020: 10 | [6 empty] | 1 | 0 | 0 | 0 | 0 | [6 empty] | 0 | 0 | 0 | 0 | 0
|  | Kosovo | No. | 0 | 5 | 5 | 0 | 0 | 0 | 2 | Actuals 2016: 5; Actuals 2017: 5; Actuals 2018: 5; Actuals 2019: 5; Actuals 2020: 5 | [6 empty] | 0 | 0 | 0 | 0 | 0 | [6 empty] | 0 | 0 | 0 | 0 | 0
|  | North Macedonia | No. | 0 | 4 | 4 | 0 | 0 | 0 | 0 | Actuals 2016: 4; Actuals 2017: 4; Actuals 2018: 4; Actuals 2019: 4; Actuals 2020: 4 | [6 empty] | 0 | 0 | 0 | 0 | 0 | [6 empty] | 0 | 0 | 0 | 0 | 0
|  | Montenegro | No. | 0 | 1 | 1 | 0 | 0 | 0 | 0 | [17 empty] | 0 | 0 | 0 | 0 | 0 | [6 empty] | 0 | 0 | 0 | 0 | 0 | bar: Actuals 2016 to Actuals 2020
|  | Serbia | No. | 1 | 17 | 17 | 0 | 0 | 0 | 1 | Actuals 2016: 17; Actuals 2017: 17; Actuals 2018: 17; Actuals 2019: 17; Actuals 2020: 17 | [6 empty] | 0 | 0 | 0 | 0 | 0 | [6 empty] | 0 | 0 | 0 | 0 | 0
| Turkey | [26 empty] | 0 | 0 | 0 | 0 | 0
|  | Turkey | No. | 2 | 72 | 52 | 20 | 0 | 0 | 0 | Actuals 2016: 60; Actuals 2017: 65; Actuals 2018: 67; Actuals 2019: 69; Actuals 2020: 71 | [6 empty] | 5 | 2 | 2 | 2 | 1 | [6 empty] | 0 | 0 | 0 | 0 | 0
3. Split By Company (values before 2016: EU only)
|  | RWE | No. | 0 | 33 | 24 | 9 | 33 | 7 | 36 | 62 | 62 | 54 | 44 | 40 | 41 | 40 | 39 | 37 | 37 | 36 | 0 | 0 | 2 | 0 | 1 | 4 | 0 | 0 | 0 | 0 | 0 | 0 | 8 | 12 | 4 | 0 | 5 | 1 | 2 | 0 | 1 | 4
|  | Enel | No. | 0 | 16 | 0 | 16 | 1 | 1 | 5 | 19 | 21 | 21 | 21 | 21 | 19 | 17 | 17 | 16 | 16 | 16 | 2 | 0 | 0 | 0 | 0 | 0 | 0 | 0 | 0 | 0 | 0 | 0 | 0 | 0 | 0 | 2 | 2 | 0 | 1 | 0 | 0 | 1
|  | EPH | No. | 0 | 37 | 30 | 7 | 18 | 5 | 9 | 45 | 45 | 45 | 46 | 45 | 45 | 42 | 42 | 42 | 38 | 38 | 0 | 0 | 1 | 0 | 0 | 0 | 0 | 0 | 0 | 0 | 0 | 0 | 0 | 0 | 1 | 0 | 3 | 0 | 0 | 4 | 0 | 2
|  | PGE | No. | 1 | 60 | 18 | 42 | 9 | 1 | 10 | 67 | 66 | 67 | 65 | 63 | 62 | 59 | 59 | 59 | 59 | 60 | 0 | 1 | 0 | 0 | 0 | 0 | 0 | 0 | 0 | 2 | 1 | 1 | 0 | 2 | 2 | 1 | 3 | 0 | 0 | 0 | 1 | 2
|  | EDF | No. | 0 | 7 | 0 | 7 | 1 | 4 | 15 | 21 | 21 | 21 | 21 | 17 | 16 | 11 | 11 | 11 | 11 | 7 | 0 | 0 | 0 | 0 | 0 | 0 | 0 | 0 | 0 | 0 | 0 | 0 | 0 | 0 | 4 | 1 | 5 | 0 | 0 | 0 | 4 | 0
|  | Uniper | No. | 0 | 14 | 2 | 12 | 10 | 5 | 35 | 44 | 44 | 41 | 33 | 26 | 22 | 17 | 16 | 14 | 14 | 13 | 0 | 0 | 0 | 0 | 0 | 0 | 1 | 0 | 0 | 0 | 1 | 0 | 3 | 8 | 7 | 4 | 5 | 2 | 2 | 0 | 1 | 0
|  | STEAG | No. | 0 | 10 | 0 | 10 | 8 | 7 | 9 | 18 | 18 | 18 | 18 | 19 | 17 | 17 | 17 | 12 | 10 | 10 | 0 | 0 | 0 | 1 | 0 | 0 | 0 | 0 | 0 | 0 | 0 | 0 | 0 | 0 | 0 | 2 | 0 | 0 | 5 | 2 | 0 | 0
|  | CEZ | No. | 0 | 39 | 32 | 7 | 4 | 14 | 17 | 53 | 53 | 53 | 53 | 53 | 52 | 52 | 50 | 49 | 49 | 48 | 0 | 0 | 0 | 0 | 0 | 0 | 0 | 0 | 0 | 0 | 1 | 0 | 0 | 0 | 0 | 1 | 0 | 2 | 1 | 0 | 1 | 11
|  | Engie | No. | 0 | 0 | 0 | 0 | 0 | 4 | 16 | 10 | 8 | 8 | 8 | 5 | 5 | 4 | 0 | 0 | 0 | 0 | 0 | 0 | 0 | 0 | 0 | 0 | 0 | 0 | 0 | 0 | 0 | 2 | 0 | 0 | 3 | 0 | 1 | 4 | 0 | 0 | 0 | 0
|  | EnBW | No. | 0 | 17 | 0 | 17 | 17 | 1 | 1 | 17 | 17 | 17 | 17 | 17 | 18 | 18 | 18 | 18 | 17 | 17 | 0 | 0 | 0 | 0 | 1 | 0 | 0 | 0 | 0 | 0 | 0 | 0 | 0 | 0 | 0 | 0 | 0 | 0 | 0 | 1 | 0 | 0
|  | Vattenfall | No. | 0 | 5 | 0 | 5 | 5 | 3 | 3 | 6 | 6 | 6 | 6 | 6 | 6 | 8 | 8 | 7 | 7 | 5 | 0 | 0 | 0 | 0 | 0 | 2 | 0 | 0 | 0 | 0 | 0 | 0 | 0 | 0 | 0 | 0 | 0 | 0 | 1 | 0 | 2 | 0
|  | PPC | No. | 1 | 12 | 12 | 0 | 12 | 5 | 10 | 22 | 21 | 19 | 19 | 17 | 17 | 17 | 14 | 14 | 14 | 12 | 0 | 0 | 0 | 0 | 0 | 0 | 0 | 0 | 0 | 0 | 0 | 1 | 2 | 0 | 2 | 0 | 0 | 3 | 0 | 0 | 2 | 2
|  | Tauron | No. | 1 | 30 | 0 | 30 | 8 | 2 | 9 | 35 | 35 | 35 | 34 | 33 | 32 | 31 | 30 | 30 | 30 | 30 | 0 | 0 | 0 | 1 | 0 | 0 | 1 | 0 | 0 | 0 | 1 | 0 | 0 | 1 | 2 | 1 | 1 | 2 | 0 | 0 | 0 | 8
|  | EPS- Elektroprivreda Srbije | No. | 1 | 17 | 17 | 0 | 0 | 0 | 1 | 17 | 17 | 17 | 17 | 17 | 17 | 17 | 17 | 17 | 17 | 17 | 0 | 0 | 0 | 0 | 0 | 0 | 0 | 0 | 0 | 0 | 0 | 0 | 0 | 0 | 0 | 0 | 0 | 0 | 0 | 0 | 0 | 0
|  | CE Oltenia SA | No. | 0 | 12 | 12 | 0 | 0 | 2 | 3 | 14 | 14 | 14 | 14 | 14 | 14 | 14 | 14 | 14 | 14 | 12 | 0 | 0 | 0 | 0 | 0 | 0 | 0 | 0 | 0 | 0 | 0 | 0 | 0 | 0 | 0 | 0 | 0 | 0 | 0 | 0 | 2 | 0
|  | EÜAŞ | No. | 0 | 10 | 10 | 0 | 0 | 0 | 0 | 10 | 10 | 10 | 10 | 10 | 10 | 10 | 10 | 10 | 10 | 10 | 0 | 0 | 0 | 0 | 0 | 0 | 0 | 0 | 0 | 0 | 0 | 0 | 0 | 0 | 0 | 0 | 0 | 0 | 0 | 0 | 0 | 0
|  | Iberdrola | No. | 0 | 1 | 0 | 1 | 1 | 6 | 13 | 14 | 14 | 14 | 11 | 7 | 7 | 7 | 3 | 3 | 3 | 3 | 0 | 0 | 0 | 0 | 0 | 0 | 0 | 0 | 0 | 0 | 0 | 0 | 0 | 3 | 4 | 0 | 0 | 4 | 0 | 0 | 0 | 2
|  | SSE | No. | 0 | 0 | 0 | 0 | 0 | 6 | 8 | 8 | 8 | 8 | 8 | 8 | 6 | 6 | 4 | 4 | 4 | 3 | 0 | 0 | 0 | 0 | 0 | 0 | 0 | 0 | 0 | 0 | 0 | 0 | 0 | 0 | 0 | 2 | 0 | 2 | 0 | 0 | 1 | 3
|  | ENEA | No. | 0 | 20 | 0 | 20 | 0 | 0 | 2 | 21 | 21 | 20 | 19 | 19 | 19 | 19 | 19 | 20 | 20 | 20 | 0 | 0 | 0 | 0 | 0 | 0 | 0 | 1 | 0 | 0 | 0 | 0 | 1 | 1 | 0 | 0 | 0 | 0 | 0 | 0 | 0 | 0
|  | Drax Power plc | No. | 0 | 2 | 0 | 2 | 2 | 2 | 4 | 6 | 6 | 6 | 6 | 5 | 4 | 4 | 3 | 3 | 2 | 2 | 0 | 0 | 0 | 0 | 0 | 0 | 0 | 0 | 0 | 0 | 0 | 0 | 0 | 0 | 1 | 1 | 0 | 1 | 0 | 1 | 0 | 0
|  | EDP | No. | 0 | 4 | 0 | 4 | 4 | 0 | 0 | 4 | 4 | 4 | 4 | 4 | 4 | 4 | 4 | 4 | 4 | 4 | 0 | 0 | 0 | 0 | 0 | 0 | 0 | 0 | 0 | 0 | 0 | 0 | 0 | 0 | 0 | 0 | 0 | 0 | 0 | 0 | 0 | 0
|  | Orsted | No. | 0 | 4 | 0 | 4 | 4 | 3 | 5 | 8 | 8 | 8 | 7 | 7 | 7 | 7 | 4 | 4 | 4 | 4 | 0 | 0 | 0 | 0 | 0 | 0 | 0 | 0 | 0 | 0 | 0 | 0 | 0 | 1 | 0 | 0 | 0 | 3 | 0 | 0 | 0 | 0
|  | ZEPAK | No. | 0 | 6 | 6 | 0 | 6 | 10 | 10 | 16 | 16 | 16 | 16 | 16 | 16 | 16 | 16 | 11 | 11 | 10 | 0 | 0 | 0 | 0 | 0 | 0 | 0 | 0 | 0 | 0 | 0 | 0 | 0 | 0 | 0 | 0 | 0 | 0 | 5 | 0 | 1 | 4
|  | Naturgy | No. | 0 | 0 | 0 | 0 | 0 | 7 | 7 | 7 | 7 | 7 | 7 | 7 | 7 | 7 | 6 | 6 | 5 | 5 | 0 | 0 | 0 | 0 | 0 | 0 | 0 | 0 | 0 | 0 | 0 | 0 | 0 | 0 | 0 | 0 | 0 | 1 | 0 | 1 | 0 | 5
|  | Içdaş | No. | 0 | 5 | 0 | 5 | 0 | 0 | 0 | 3 | 3 | 4 | 4 | 4 | 5 | 5 | 5 | 5 | 5 | 5 | 0 | 1 | 0 | 0 | 1 | 0 | 0 | 0 | 0 | 0 | 0 | 0 | 0 | 0 | 0 | 0 | 0 | 0 | 0 | 0 | 0 | 0
|  | Bulgarian Energy Holding (BEH) | No. | 0 | 8 | 8 | 0 | 0 | 0 | 0 | 8 | 8 | 8 | 8 | 8 | 8 | 8 | 8 | 8 | 8 | 8 | 0 | 0 | 0 | 0 | 0 | 0 | 0 | 0 | 0 | 0 | 0 | 0 | 0 | 0 | 0 | 0 | 0 | 0 | 0 | 0 | 0 | 0
|  | Konya Şeker | No. | 0 | 9 | 9 | 0 | 0 | 0 | 0 | 9 | 9 | 9 | 9 | 9 | 9 | 9 | 9 | 9 | 9 | 9 | 0 | 0 | 0 | 0 | 0 | 0 | 0 | 0 | 0 | 0 | 0 | 0 | 0 | 0 | 0 | 0 | 0 | 0 | 0 | 0 | 0 | 0
|  | Fortum | No. | 0 | 11 | 0 | 11 | 5 | 2 | 6 | 15 | 16 | 16 | 16 | 16 | 12 | 12 | 12 | 12 | 13 | 13 | 1 | 0 | 0 | 0 | 0 | 0 | 0 | 0 | 1 | 0 | 0 | 0 | 0 | 0 | 0 | 4 | 0 | 0 | 0 | 0 | 0 | 2
|  | Eren | No. | 0 | 5 | 0 | 5 | 0 | 0 | 0 | 0 | 3 | 3 | 3 | 3 | 3 | 3 | 5 | 5 | 5 | 5 | 3 | 0 | 0 | 0 | 0 | 0 | 2 | 0 | 0 | 0 | 0 | 0 | 0 | 0 | 0 | 0 | 0 | 0 | 0 | 0 | 0 | 0
|  | HSE | No. | 0 | 2 | 2 | 0 | 0 | 2 | 8 | 8 | 7 | 7 | 7 | 4 | 3 | 4 | 4 | 4 | 2 | 2 | 0 | 0 | 0 | 0 | 0 | 1 | 0 | 0 | 0 | 0 | 0 | 1 | 0 | 0 | 3 | 1 | 0 | 0 | 0 | 2 | 0 | 0
|  | Diler Holding | No. | 0 | 2 | 0 | 2 | 0 | 0 | 0 | 0 | 0 | 0 | 0 | 0 | 2 | 2 | 2 | 2 | 2 | 2 | 0 | 0 | 0 | 0 | 2 | 0 | 0 | 0 | 0 | 0 | 0 | 0 | 0 | 0 | 0 | 0 | 0 | 0 | 0 | 0 | 0 | 0
|  | KEK | No. | 0 | 5 | 5 | 0 | 0 | 0 | 2 | 6 | 5 | 5 | 5 | 5 | 5 | 5 | 5 | 5 | 5 | 5 | 0 | 0 | 0 | 0 | 0 | 0 | 0 | 0 | 0 | 0 | 0 | 1 | 0 | 0 | 0 | 0 | 0 | 0 | 0 | 0 | 0 | 0
|  | Other | No. | 3 | 260 | 128 | 132 | 66 | 41 | 127 | Actuals 2016: 288; Actuals 2017: 286; Actuals 2018: 283; Actuals 2019: 282; Actuals 2020: 271 | [6 empty] | 4 | 3 | 2 | 2 | 2 | [6 empty] | 6 | 6 | 3 | 13 | 16

## Plant
Plant Data | [17 empty] | CO2 emissions (EU only) | [14 empty] | SO2 emissions | [7 empty] | NOx emissions | [7 empty] | PM10 (dust) emissions | [7 empty] | Mercury emissions (Hg to air and water) | [7 empty] | Data source IDs |  |  | Health impact in 2016 (modelled)
EBC plant ID | Plant name | Country | Region | Fuel type | Owner | Latitude | Longitude | Commissioning year of first unit | (Announced) Retirement year of last unit | Date of retirement announcement | Covered by country phase-out? [if yes: country phase-out year] | Plant status (gross) | Plant status (detailled) | Coal units open | Coal units under construction | Coal capacity open | Coal capacity under construction | 2005 | 2006 | 2007 | 2008 | 2009 | 2010 | 2011 | 2012 | 2013 | 2014 | 2015 | 2016 | 2017 | 2018 | 2019 | 2010 | 2011 | 2012 | 2013 | 2014 | 2015 | 2016 | 2017 | 2010 | 2011 | 2012 | 2013 | 2014 | 2015 | 2016 | 2017 | 2010 | 2011 | 2012 | 2013 | 2014 | 2015 | 2016 | 2017 | 2010 | 2011 | 2012 | 2013 | 2014 | 2015 | 2016 | 2017 | EUTL_ID (2016) | LCP-D_ID (2016) | EPRTR_ID (2016) | Premature deaths | Chronic bronchitis (adults only) | Hospital admissions | Lost working days | Asthma attacks in children | Health costs, median | Health costs, high
[14 empty] | No. | No. | MW_el_gross | MW_el_gross | [15 empty] | t | t | t | t | t | t | t | t | t | t | t | t | t | t | t | t | t | t | t | t | t | t | t | t | kg | kg | kg | kg | kg | kg | kg | kg |  |  |  | No. | No. | No. | No. | No. | Euro2016 | Euro2016 | bar: CO2 emissions (EU only) 2005 to CO2 emissions (EU only) 2019
European Coal Plant Database (status: 12 Oct 2020) | [17 empty] | CO2 emissions (EU only) 2005: EUTL | LCPD/EPRTR | [7 empty] | LCPD/EPRTR | [7 empty] | LCPD/EPRTR | [7 empty] | LCPD | [10 empty] | Modelled as described (cf. readme sheet)
AT-7 | St Andrae | Austria | EU | Lignite |  | 46.75 | 14.8167 | 1996 | 2011 |  | no | Retired or fuel switch | retired | 0 | 0 | 0 | 0 | CO2 emissions (EU only) 2005: 1544; CO2 emissions (EU only) 2006: 853; CO2 emissions (EU only) 2007: 4; CO2 emissions (EU only) 2008: 14 | [32 empty] | AT 96
AT-8 | Riedersbach | Austria | EU | Hard coal | Energie AG | 48.0333 | 12.8333 | 1969 | 2016 | 2016-03-23 | no | Retired or fuel switch | retired | 0 | 0 | 0 | 0 | 707404 | 730870 | 585664 | 730397 | 342118 | 310019 | 253226 | 208067 | 206401 | 236873 | 270681 | 203045 | [35 empty] | AT 79
AT-9 | Timelkam | Austria | EU | Hard coal |  | 48.0108 | 13.5891 | 1962 | 2008 |  | no | Retired or fuel switch | retired | 0 | 0 | 0 | 0 | CO2 emissions (EU only) 2005: 400312; CO2 emissions (EU only) 2006: 293380; CO2 emissions (EU only) 2007: 359929; CO2 emissions (EU only) 2008: 275955 | [8 empty] | 153 | 128 | 42 | 7 | 1 | 49 | [18 empty] | AT 80; AT 76; AT 149 | AT0001
AT-10 | Voitsberg | Austria | EU | Lignite |  | 47.0475 | 15.1603 | 1983 | 2006 |  | no | Retired or fuel switch | retired | 0 | 0 | 0 | 0 | CO2 emissions (EU only) 2009: 527; CO2 emissions (EU only) 2010: 428; CO2 emissions (EU only) 2011: 176; CO2 emissions (EU only) 2012: 219 | [32 empty] | AT 233
AT-11 | Mellach | Austria | EU | Hard coal | Verbund | 46.9117 | 15.4883 | 1986 | 2020 | 2017-10-17 | no | Retired or fuel switch | retired | 0 | 0 | 0 | 0 | 1021252 | 1122765 | 1188241 | 1221750 | 1038959 | 1115073 | 1143992 | 1099747 | 903244 | 852887 | 869484 | 772576 | 809346 | 742168 | 706836 | 62 | 46 | 1 | 13 | 2 |  |  |  | 71 | 44 | 118 | 59 | 20 | 74 | 496 | 605 | 3 | 2 | 0 | 0 | 0 | [11 empty] | AT 99 | AT0040 | 5943
AT-12 | Duernrohr | Austria | EU | Hard coal | EVN | 48.3261 | 15.9233 | 1985 | 2019 | 2017-10-31 | 2020 | Retired or fuel switch | retired | 0 | 0 | 0 | 0 | 2782689 | 2962180 | 2964533 | 2403723 | 1650931 | 2480752 | 2888611 | 2179720 | 2223583 | 1237027 | 1219600 | 643403 | 565981 | 647794 | 495510 | 498 | 531 | 456 | 448 | 249 | 289 | 141.96 | 124.878 | 1366 | 1563 | 1169 | 1160 | 643 | 606 | 335.06 | 383.493 | 155 | 164 | 139 | 144 | 78 | 62 | 27.71 | 24.376 | [8 empty] | AT 94; AT 135 | AT0084 |  | 6 | 3 | 5 | 2102 | 106 | 9542 | 18295
BA-1 | Gacko | Bosnia & Herzegovina | Western Balkans | Lignite | Elektroprivreda Republike Srpske (MH ERS) | 43.1721 | 18.5116 | 1983 |  |  | no | Open | operational | 1 | 0 | 300 | 0 | [20 empty] | 15964.71 | 22620 | 22620 | [5 empty] | 3399.9 | 5627 | 5627 | [5 empty] | 4369 | 4125 | 4125 | [11 empty] | 158 | 83 | 115 | 46306 | 3371 | 189997 | 359334
BA-2 | Kakanj | Bosnia & Herzegovina | Western Balkans | Lignite | EPBiH | 44.0896 | 18.1139 | 1969 |  |  | no | Open | operational | 3 | 0 | 450 | 0 | CO2 emissions (EU only) 2018: 2573715 | [5 empty] | 63274 | 75410 | 75410 | [5 empty] | 6156 | 7385 | 7385 | [5 empty] | 688 | 688 | 688 | [11 empty] | 390 | 201 | 309 | 116864 | 8494 | 471600 | 890668
BA-3 | Stanari | Bosnia & Herzegovina | Western Balkans | Lignite | EFT | 44.7593 | 17.8232 | 2016 |  |  | no | Open | operational | 1 | 0 | 300 | 0 | [21 empty] | 1268 | 1268 | [6 empty] | 1249 | 1249 | [19 empty] | 11 | 6 | 9 | 2998 | 233 | 13039 | 24729
BA-4 | Tuzla | Bosnia & Herzegovina | Western Balkans | Lignite | EPBiH | 44.521 | 18.6064 | 1966 |  |  | no | Open | operational | 4 | 0 | 723 | 0 | CO2 emissions (EU only) 2018: 3054202 | [5 empty] | 61896 | 53156 | 53156 | [5 empty] | 5752 | 4057 | 4057 | [5 empty] | 966 | 966 | 966 | [11 empty] | 274 | 141 | 215 | 82285 | 5961 | 331132 | 625295
BA-5 | Ugljevik | Bosnia & Herzegovina | Western Balkans | Lignite | Elektroprivreda Republike Srpske (MH ERS) | 44.6822 | 18.9674 | 1985 |  |  | no | Open | operational | 1 | 0 | 300 | 0 | [20 empty] | 139929.15 | 127524 | 127524 | [5 empty] | 3843.36 | 3723 | 3723 | [5 empty] | 2483 | 2549 | 2549 | [11 empty] | 635 | 328 | 494 | 192236 | 13845 | 768525 | 1450693
BE-10 | Awirs | Belgium | EU | Hard coal |  | 50.5864 | 5.4226 | 1967 | 2006 |  | no | Retired or fuel switch | no longer coal | 0 | 0 | 0 | 0 | [15 empty] | 3 | 11 | 11 | 13 | 8 | 9 |  |  | 413 | 253 | 295 | 242 | 83 | 187 |  |  | 26 | 23 | 20 | 33 | 9 | 28 | [11 empty] | BE0014; BE0015
BE-12 | Genk-Langerlo | Belgium | EU | Hard coal | Uniper | 50.9368 | 5.4927 | 1975 | 2016 | 2016-03-31 | no | Retired or fuel switch | retired | 0 | 0 | 0 | 0 | 2423106 | 2177699 | 2269168 | 2064610 | 2117115 | 2101537 | 1819101 | 2121928 | 2361305 | 1881200 | 1904278 | 291010 |  |  |  | 659 | 594 | 850 | 965 | 576 | 582 | 98.28 |  | 1335 | 1195 | 1305 | 1506 | 1283 | 1214 | 243.169 |  | 56 | 39 | 24 | 22 | 36 | 27 | 4.2828 |  |  | 20.7 |  | 46.3 |  |  |  |  | BE 72 | BE0023; BE0022; BE0025; BE0024 | 14830
BE-19 | Ruien | Belgium | EU | Hard coal |  | 50.7834 | 3.4884 | 1966 | 2013 |  | no | Retired or fuel switch | retired | 0 | 0 | 0 | 0 | 2770775 | 2310547 | 2362930 | 1862809 | 2278717 | 1773338 | 1338058 | 851970 | 255881 | [6 empty] | 315 | 304 | 215 | 54 |  |  |  |  | 589 | 659 | 479 | 179 |  |  |  |  | 29 | 40 | 26 | 6 | [12 empty] | BE 75 | BE0034; BE0032
BE-22 | Mol | Belgium | EU | Hard coal |  | 51.223 | 5.1102 | 1963 | 2010 |  | no | Retired or fuel switch | retired | 0 | 0 | 0 | 0 | CO2 emissions (EU only) 2005: 1209419; CO2 emissions (EU only) 2006: 953190; CO2 emissions (EU only) 2007: 976785; CO2 emissions (EU only) 2008: 572946; CO2 emissions (EU only) 2009: 285561; CO2 emissions (EU only) 2010: 161789; CO2 emissions (EU only) 2011: 1491 | [32 empty] | BE 73
BE-23 | Monceau-Sur-Sambre | Belgium | EU | Hard coal |  | 50.4034 | 4.3844 | 1949 | 2006 |  | no | Retired or fuel switch | retired | 0 | 0 | 0 | 0 | CO2 emissions (EU only) 2005: 1260520; CO2 emissions (EU only) 2006: 951257; CO2 emissions (EU only) 2007: 337 | [32 empty] | BE 88
BE-27 | Amercoeur | Belgium | EU | Hard coal |  | 50.431 | 4.3955 | 1968 | 2009 |  | no | Retired or fuel switch | retired | 0 | 0 | 0 | 0 | CO2 emissions (EU only) 2005: 610146; CO2 emissions (EU only) 2006: 573657; CO2 emissions (EU only) 2007: 416837; CO2 emissions (EU only) 2008: 371719; CO2 emissions (EU only) 2009: 780441 |  |  |  | 4 | 43 | 34 |  |  | 312 | 289 | 401 | 295 | 449 | 402 |  |  | 0 | 0 | 0 | 3 | 3 | 12 | [10 empty] | BE 84 | BE0013
BG-2 | Deven | Bulgaria | EU | Hard coal | Solvay | 43.1974 | 27.6329 | 2009 |  |  | no | Open | operational | 2 | 0 | 174 | 0 |  |  | 1622014 | 1508045 | 925045 | 1465565 | 1596833 | 1612604 | 1526718 | 1685183 | 1455781 | 1351671 | 1366670 | 1321470 | 1194486 | 4237 | 3653 | 2004 | 1923 | 2199 | 1833 | 2873 | 1420 | 3478 | 3849 | 3014 | 3134 | 3798 | 3267 | 4032 | 2360 | 148 | 185 | 249 | 232 | 241 | 205 | 260 | 73 | [8 empty] | BG 6 | BG0008 | 15810 | 50 | 24 | 38 | 11463 | 1090 | 76223 | 145031
BG-3 | Maritsa 3 | Bulgaria | EU | Lignite | Topgrup EOOD / Draft EOOD | 42.052 | 25.6232 | 1971 |  |  | no | Open | operational | 1 | 0 | 120 | 0 |  |  | 882507 | 728330 | 761765 | 631152 | 234499 | 138659 | 694780 | 479816 | 20014 | 55586 | 42704 | 8011 | 7 |  |  | 141 | 977 | 770 | 29 | 402 | 25 |  |  | 67 | 449 | 351 | 14 | 36 | 15 |  |  | 3 | 20 | 16 | 1 | 2 | 1 | [8 empty] | BG 31 | BG0013 | 15874 | 4 | 2 | 3 | 972 | 83 | 5568 | 10523
BG-4 | Bobov Dol | Bulgaria | EU | Lignite | Consortium Energia MK | 42.2852 | 23.0344 | 1973 |  |  | no | Open | operational | 3 | 0 | 630 | 0 |  |  | 2912575 | 2580355 | 2139721 | 2380540 | 2829204 | 1717912 | 2030790 | 2301350 | 2458329 | 2582966 | 2149179 | 1193696 | 875384 | 52560 | 66364 | 55500 | 39819 | 35322 | 1103 | 1484 | 1399 | 7066 | 8362 | 4578 | 3519 | 2971 | 1355 | 1323 | 1225 | 2303 | 2476 | 2820 | 2713 | 1706 | 90 | 102 | 700 | [8 empty] | BG 11 | BG0005 | 15872 | 21 | 10 | 16 | 5050 | 465 | 32241 | 61242
BG-5 | Varna | Bulgaria | EU | Hard coal |  | 43.1948 | 27.7655 | 1968 | 2015 |  | no | Retired or fuel switch | retired | 0 | 0 | 0 | 0 | CO2 emissions (EU only) 2007: 3822473; CO2 emissions (EU only) 2008: 3714732; CO2 emissions (EU only) 2009: 2337447; CO2 emissions (EU only) 2010: 2930299; CO2 emissions (EU only) 2011: 3110725; CO2 emissions (EU only) 2012: 1580509; CO2 emissions (EU only) 2013: 592711; CO2 emissions (EU only) 2014: 967645 | 26113 | 32505 | 17266 | 7216 | 8341 |  |  |  | 14091 | 14969 | 7873 | 3580 | 4595 |  |  |  | 1317 | 1296 | 777 | 354 | 727 | [11 empty] | BG 95 | BG0025
BG-6 | AES Galabovo | Bulgaria | EU | Lignite | AES | 42.1591 | 25.9089 | 2011 |  |  | no | Open | operational | 2 | 0 | 670 | 0 | [6 empty] | 2426462 | 4115723 | 3359813 | 3030493 | 4187675 | 3717339 | 4184127 | 4037871 | 4234815 |  | 5982 | 3487 | 2802 | 2907 | 4255 | 5577 | 5192 |  | 1095 | 2571 | 1954 | 1687 | 2302 | 2418 | 2283 |  | 388 | 150 | 29 | 2 | 1 | 2 | 5 | [6 empty] | 223 | 70 | BG 152 | BG0039 | 174614 | 61 | 30 | 47 | 15442 | 1379 | 93998 | 178145
BG-8 | Maritsa East 2 | Bulgaria | EU | Lignite | Bulgarian Energy Holding (BEH) | 42.2564 | 26.132 | 1966 |  |  | no | Open | operational | 8 | 0 | 1602 | 0 |  |  | 9140434 | 9134478 | 9628453 | 9872084 | 12975432 | 11128590 | 9459009 | 10291822 | 11293658 | 9645325 | 10549027 | 9574047 | 7874098 | 129636 | 192094 | 127991 | 43502 | 42343 | 42659 | 29947 | 34600 | 9605 | 12750 | 14472 | 12015 | 13169 | 13521 | 9601 | 7416 | 4579 | 4592 | 772 | 448 | 485 | 625 | 640 | 229 | [6 empty] | 114 | 712 | BG 50 | BG0014 | 15875 | 310 | 152 | 241 | 80755 | 7086 | 482028 | 912832
BG-9 | ContourGlobal Maritsa East 3 | Bulgaria | EU | Lignite | ContourGlobal | 42.1449 | 26.0025 | 1978 |  |  | no | Open | operational | 4 | 0 | 908 | 0 |  |  | 4804394 | 5166302 | 4949791 | 6086209 | 6482633 | 4547624 | 3481176 | 4113603 | 5759680 | 4691756 | 5428080 | 4886646 | 5703965 | 13883 | 14684 | 15525 | 10753 | 12627 | 19282 | 11532 | 15600 | 5758 | 6103 | 4513 | 3065 | 3385 | 4465 | 3765 | 2447 | 1733 | 1036 | 69 | 44 | 34 | 47 | 45 | 1 | [7 empty] | 95 | BG 9 | BG0015 | 15819 | 118 | 58 | 93 | 30721 | 2707 | 183867 | 348207
BG-10 | Republika (Pernik) | Bulgaria | EU | Lignite | Bingham Management | 42.6067 | 23.0783 | 1951 |  |  | no | Open | operational | 2 | 0 | 130 | 0 |  |  | 768318 | 553311 | 402469 | 421894 | 487037 | 453960 | 480770 | 513948 | 456894 | 450971 | 364567 | 197328 | 143561 | 6504 | 5799 | 2052 | 2970 | 1988 | 2121 | 4760 | 4090 | 1405 | 600 | 438 | 180 | 272 | 300 | 1270 | 1090 | 653 | 540 | 241 | 55 | 14 | 5 | 3 | 4 | [8 empty] | BG 4 | BG0017 | 15884 | 47 | 23 | 37 | 12347 | 1080 | 73186 | 138538
BG-11 | Ruse Iztok | Bulgaria | EU | Hard coal | Toplofikacia Ruse AD | 43.8664 | 26.0092 | 1964 |  |  | no | Open | operational | 6 | 0 | 400 | 0 |  |  | 974381 | 1233758 | 1057367 | 727881 | 542675 | 520151 | 533613 | 588025 | 430510 | 441850 | 360596 | 248927 | 182341 | 1844 | 1579 | 636 | 635 | 646 | 441 | 505 | 365 | 3453 | 2528 | 2209 | 2241 | 2052 | 1387 | 1590 | 1184 | 160 | 125 | 73 | 72 | 86 | 57 | 62 | 43 | [8 empty] | BG 52 | BG0018 | 15885 | 14 | 7 | 11 | 2979 | 302 | 21423 | 40884
BG-14 | Brikel | Bulgaria | EU | Lignite | Bakkar | 42.1545 | 25.9061 | 1964 |  |  | no | Open | operational | 6 | 0 | 360 | 0 |  |  | 1962283 | 1751501 | 1452041 | 1292676 | 297585 | 1087889 | 1074467 | 1179578 | 956267 | 853070 | 683822 | 475689 | 351248 | 74181 | 2047 | 2128 | 2111 | 3131 | 2181 | 2229 | 1654 | 1397 | 374 | 1131 | 1078 | 1475 | 860 | 869 | 619 | 2195 | 262 | 143 | 140 | 216 | 122 | 121 | 72 | [8 empty] | BG 32 | BG0007 | 15796 | 25 | 12 | 19 | 6336 | 557 | 38109 | 72202
BG-17 | Sliven | Bulgaria | EU | Lignite | Toplofikacia Sliven EAD | 42.6548 | 26.3259 | 1969 |  |  | no | Open | operational | 2 | 0 | 45 | 0 |  |  | 282003 | 232626 | 205983 | 205807 | 224128 | 250257 | 189710 | 254438 | 229003 | 219909 | 219909 | 98645 | 72304 | [6 empty] | 763 | 863 | [6 empty] | 479 | 214.866 | [16 empty] | BG 8 |  | 15887 | 9 | 4 | 7 | 2268 | 207 | 14174 | 26894
CZ-2 | Ledvice | Czech Republic | EU | Lignite | CEZ | 50.5765 | 13.7807 | 1969 |  |  | no | Open | operational | 2 | 0 | 770 | 0 | 1981563 | 2116621 | 1952997 | 2360760 | 2222997 | 2286926 | 2111604 | 2035257 | 1701712 | 1163654 | 1130830 | 1470751 | 2551876 | 2633187 | 2673299 | 9851 | 8693 | 8502 | 6809 | 3524 | 1218 | 1119.982 | 1109.632 | 3853 | 3335 | 3243 | 2504 | 1326 | 501 | 1155.645 | 1900.741 | 120 | 128 | 124 | 124 | 88 | 41 | 76.442 | 109.049 | 70.3 | 71.1 | 61.8 | 95.9 | 93.4 | 31.8 | 13.1 | 18.4 | CZ 121; CZ 424 | CZ0010; CZ0011 | 12869 | 29 | 13 | 23 | 10542 | 519 | 44176 | 84316
CZ-6 | Chvaletice | Czech Republic | EU | Lignite | Severní Energetická a.s. | 50.0284 | 15.453 | 1979 |  |  | no | Open | operational | 4 | 0 | 820 | 0 | 2677734 | 2691689 | 4115529 | 3361768 | 2921907 | 3471230 | 3109820 | 3376802 | 3020820 | 3763084 | 3413197 | 2285694 | 3042731 | 4360766 | 3715409 | 1819 | 3209 | 1010 | 2251 | 2420 | 2915 | 1675.943 | 1931.85 | 3497 | 3848 | 2494 | 3634 | 4576 | 4378 | 2358.666 | 2866.972 | 83 | 182 | 63 | 318 | 399 | 324 | 235.869 | 272.397 | 293 | 256 | 329 | 87 | 148 | 51.6 | 89.3 | 74.3 | CZ 120 | CZ0046 | 10300 | 52 | 23 | 42 | 18383 | 913 | 79540 | 152086
CZ-7 | Detmarovice | Czech Republic | EU | Hard coal | CEZ | 49.9064 | 18.4656 | 1976 |  |  | no | Open | operational | 2 | 0 | 400 | 0 | 2257834 | 2593041 | 3607388 | 2066538 | 1797506 | 2469711 | 2425588 | 1744423 | 2068701 | 1949108 | 2351694 | 2366731 | 1568742 | 1256488 | 518667 | 7319 | 1683 | 6608 | 1456 | 1137 | 1746 | 1355.245 | 1491.855 | 13651 | 3332 | 11398 | 2964 | 2787 | 2713 | 2314.524 | 1594.928 | 417 | 91 | 337 | 99 | 86 | 103 | 99.709 | 90.25 | 18.9 | 18.3 |  | 15.6 |  | 18.4 | 25.9 |  | CZ 118 | CZ0047 | 10343 | 31 | 12 | 25 | 8207 | 461 | 45964 | 88484
CZ-8 | Hodonin | Czech Republic | EU | Lignite | CEZ | 48.847 | 17.1197 | 1957 |  |  | no | Open | operational | 2 | 0 | 107 | 0 | 423000 | 459736 | 506992 | 470960 | 428577 | 353035 | 316752 | 262321 | 222910 | 178382 | 183320 | 98605 | 73330 | 60549 | 41301 | 1422 | 1331 | 1065 | 873 | 692 | 717 | 380.969 | 273.498 | 382 | 324 | 300 | 211 | 214 | 257 | 253.357 | 239.747 | 64 | 62 | 36 | 22 | 22 | 51 | 44.614 | 47.117 | [8 empty] | CZ 119 | CZ0019 | 12833 | 6 | 3 | 5 | 1732 | 97 | 8742 | 16709
CZ-9 | Melnik I | Czech Republic | EU | Lignite | CEZ | 50.4145 | 14.4133 | 1960 |  |  | no | Open | operational | 4 | 0 | 240 | 0 | 2270377 | 2092171 | 2081195 | 2075305 | 1930017 | 2110262 | 1893686 | 1895779 | 1866481 | 1560120 | 1568591 | 1715349 | 1628608 | 1321799 | 1178214 | 0 | 2077 | 0 | 2073 | 1830 | 2128 | 2324.918 | 2199.964 | 10 | 2238 | 4 | 2194 | 1781 | 1560 | 1583.25 | 1493.218 | 0 | 117 | 0 | 147 | 142 | 103 | 93.84 | 119.797 | 30.3 | 32.5 | 31.9 | 58.4 | 30.9 | 28 | 49 | 31.7 | CZ 45 | CZ0051 | 8129 | 49 | 23 | 40 | 18728 | 915 | 75461 | 143658
CZ-10 | Melnik II / III | Czech Republic | EU | Lignite | CEZ | 50.414 | 14.4154 | 1971 | 2021 | 2019-10-04 | no | Open | operational | 3 | 0 | 720 | 0 | 3285414 | 2810886 | 4035960 | 3892087 | 3407728 | 3703458 | 4049237 | 3503447 | 2291232 | 3163683 | 3112351 | 2647516 | 2511886 | 2357993 | 2760689 | 3634 | 4321 | 3906 | 5482 | 6212 | 4667 | 3220.126 | 3860.555 | 5220 | 5615 | 4719 | 3115 | 4322 | 3968 | 3207.854 | 3130 | 407 | 404 | 357 | 274 | 287 | 317 | 173.703 | 210.315 | 199 | 219 | 196 | 66.7 | 57.5 | 193 | 127 | 89.3 | CZ 123; CZ 122 | CZ0013; CZ0012 | 11261 | 81 | 38 | 65 | 29778 | 1463 | 124260 | 237120
CZ-12 | Prunerov | Czech Republic | EU | Lignite | CEZ | 50.4187 | 13.2587 | 1982 |  |  | no | Open | operational | 3 | 0 | 750 | 0 | 8115206 | 8933494 | 10103764 | 9207885 | 9066744 | 9432585 | 8947147 | 6916167 | 4859038 | 4478935 | 4914915 | 5609842 | 4954321 | 4538392 | 5128437 | 17335 | 16966 | 12188 | 7179 | 8038 | 6358 | 4992.587 | 3113.335 | 16793 | 14938 | 10856 | 6354 | 5846 | 6397 | 5184.525 | 3890 | 676 | 810 | 665 | 393 | 343 | 448 | 389.925 | 274.259 | 193 | 225 | 193 | 249 | 165 | 148 | 149 | 133 | CZ 126; CZ 127 | CZ0015; CZ0014 | 12825 | 130 | 60 | 104 | 47234 | 2328 | 198171 | 378240
CZ-15 | Tusimice | Czech Republic | EU | Lignite | CEZ | 50.3826 | 13.3381 | 1974 |  |  | no | Open | operational | 4 | 0 | 800 | 0 | 5121047 | 5364440 | 4107278 | 2746198 | 3144726 | 1732313 | 2371034 | 2800536 | 4554086 | 4613958 | 4658430 | 4726561 | 4252928 | 4418179 | 4281574 | 724 | 968 | 1149 | 1767 | 2350 | 2100 | 2073.854 | 1917.813 | 1146 | 1650 | 1945 | 3128 | 3212 | 3252 | 3199.453 | 2754.575 | 67 | 90 | 124 | 249 | 291 | 319 | 306.681 | 236.669 | 16.1 | 22.4 | 35.9 | 123 | 177 | 108 | 159 | 86 | CZ 129 | CZ0016 | 8582 | 68 | 30 | 54 | 23815 | 1185 | 103921 | 198813
CZ-16 | Teplarna Ceskoslovenske Armady (CSA) | Czech Republic | EU | Hard coal | Veolia | 49.8443 | 18.496 | 1952 | 8888 | 2019-08-28 | no | Open | operational | 1 | 0 | 24 | 0 | 231008 | 212172 | 212777 | 177053 | 176976 | 192470 | 178430 | 175328 | 175209 | 133319 | 136391 | 139980 | 139905 | 125472 | 104694 | 348 | 691 | 328 | 717 | 518 | 460 | 434.614 | 526.325 | 182 | 343 | 160 | 344 | 225 | 222 | 208.979 | 224.57 | 5 | 9 | 1 | 7 | 3 | 5 | 5.79 | 5.619 | 11.4 | 10.8 | [6 empty] | CZ 215 | CZ0030 | 11403 | 6 | 2 | 5 | 1744 | 96 | 8518 | 16256
CZ-17 | Karvina | Czech Republic | EU | Hard coal | Veolia | 49.8232 | 18.4785 | 1970 |  |  | no | Open | operational | 1 | 0 | 55 | 0 | 459501 | 463885 | 422977 | 440217 | 430260 | 450370 | 337274 | 307993 | 303868 | 277703 | 314451 | 285948 | 265580 | 270245 | 274130 | 197 | 890 | 205 | 919 | 645 | 428 | 387.056 | 336.345 | 171 | 562 | 109 | 522 | 415 | 454 | 391.795 | 280.496 | 1 | 20 | 1 | 12 | 8 | 7 | 7.314 | 12.449 | 64.1 | [7 empty] | CZ 217 | CZ0032 | 11402 | 7 | 3 | 5 | 1877 | 104 | 9885 | 18961
CZ-18 | Kladno | Czech Republic | EU | Lignite | Severní Energetická a.s. | 50.1535 | 14.1286 | 2000 |  |  | no | Open | operational | 3 | 0 | 406.6 | 0 | 1600145 | 1552779 | 1585738 | 1938676 | 1880986 | 2055719 | 1913422 | 1898636 | 1595278 | 1502157 | 1562570 | 1554478 | 1502898 | 1938425 | 1832446 | 2949 | 3076 | 2971 | 2748 | 2381 | 2270 | 2138.111 | 1839.07 | 1884 | 1857 | 1818 | 1762 | 1659 | 1372 | 1406.773 | 1126.698 | 118 | 166 | 79 | 60 | 40 | 23 | 29.303 | 34.036 |  |  | 17.6 | 19.7 | 16.8 | 17.2 | 156 | 76.4 | CZ 82; CZ 401 | CZ0002 | 11284 | 44 | 21 | 36 | 16905 | 823 | 67746 | 128948
CZ-19 | Kolin | Czech Republic | EU | Lignite | Veolia | 50.0304 | 15.2101 | 1964 |  |  | no | Open | operational | 3 | 0 | 17 | 0 | 212358 | 206659 | 210714 | 236060 | 180150 | 208108 | 159306 | 150253 | 172524 | 174734 | 174560 | 125802 | 146612 | 140039 | 100657 | 56 | 1235 | 5 | 1123 | 1123 | 1107 | 771.034 | 918.28 | 30 | 328 | 15 | 330 | 330 | 353 | 246.013 | 293.912 | 3 | 1 | 1 | 8 | 16 | 18 | 7.329 | 10.053 |  |  |  | 15.4 |  |  |  |  | CZ 191 | CZ0040 | 12838 | 13 | 6 | 10 | 5127 | 248 | 19449 | 36872
CZ-22 | Sko-Energo | Czech Republic | EU | Lignite | ŠKO-ENERGO s.r.o. | 50.4178 | 14.9345 | 1999 |  |  | no | Open | operational | 2 | 0 | 70 | 0 | 525758 | 516596 | 513088 | 480588 | 484114 | 508716 | 520877 | 486107 | 413346 | 386998 | 391981 | 392103 | 405451 | 365504 | 363212 | 2426 | 815 | 3202 | 687 | 733 | 781 | 737.964 | 761.156 | 4312 | 571 | 2971 | 459 | 403 | 378 | 357.098 | 412.13 | 38 | 29 | 47 | 36 | 34 | 9 | 5.994 | 2.249 | [5 empty] | 15 | 15.2 | 11.2 | CZ 164 | CZ0080 | 16232 | 14 | 7 | 11 | 5352 | 260 | 20902 | 39712
CZ-24 | Komorany | Czech Republic | EU | Lignite | EPH | 50.5223 | 13.5721 | 1951 |  |  | no | Open | operational | 8 | 0 | 239 | 0 | 1409704 | 861564 | 883588 | 1081777 | 947072 | 815309 | 1228901 | 1199906 | 1103040 | 771349 | 811611 | 918202 | 1146500 | 983065 | 621043 | 4081 | 6464 | 6469 | 5452 | 4045 | 4383 | 3703.683 | 4299.137 | 833 | 1171 | 1208 | 930 | 631 | 850 | 887.838 | 881.459 | 86 | 166 | 184 | 110 | 75 | 59 | 72.746 | 112.523 | [5 empty] | 15.1 | 27.5 | 11.6 | CZ 112 | CZ0105 | 11406 | 57 | 29 | 46 | 23638 | 1142 | 88344 | 167275
CZ-26 | Olomouc | Czech Republic | EU | Hard coal | Veolia | 49.5873 | 17.2664 | 1952 |  |  | no | Open | operational | 1 | 0 | 49.6 | 0 | 438908 | 398661 | 425107 | 349546 | 332712 | 352613 | 321376 | 315477 | 350792 | 320364 | 327122 | 326192 | 315703 | 310243 | 290526 | 2278 | 681 | 2251 | 669 | 597 | 621 | 608.645 | 622.039 | 1512 | 445 | 1383 | 398 | 327 | 336 | 331.313 | 316.807 | 25 | 22 | 28 | 23 | 16 | 21 | 14.037 | 18.861 | 45.9 | 42.9 |  |  |  | 12.3 | 15.6 |  | CZ 219 | CZ0029; CZ0035; CZ0034 | 11399 | 8 | 4 | 7 | 2517 | 138 | 12431 | 23740
CZ-29 | Trebovice | Czech Republic | EU | Hard coal | Veolia | 49.8318 | 18.2105 | 1964 |  |  | no | Open | operational | 3 | 0 | 177 | 0 | 1272513 | 1395596 | 1366581 | 1223158 | 1146898 | 1165809 | 1114460 | 1151088 | 1204552 | 1200413 | 1153778 | 1167923 | 990778 | 852244 | 735172 | 2505 | 3295 | 2443 | 3272 | 3304 | 3001 | 2252.052 | 1940.597 | 2624 | 2873 | 2494 | 3029 | 3019 | 2878 | 2593.442 | 2050 | 85 | 93 | 60 | 117 | 117 | 108 | 74.01 | 62.404 | 119 | 19.1 | 19 |  | 49.6 | 151 | 62.7 | 14.4 | CZ 209 | CZ0028; CZ0027; CZ0026 | 11398 | 41 | 17 | 33 | 11480 | 638 | 61382 | 117843
CZ-30 | Zavod 4 | Czech Republic | EU | Lignite | TAMEH Czech | 49.7959 | 18.3058 | 1970 |  |  | no | Open | operational | 7 | 0 | 154 | 0 | [5 empty] | 1808213 | 2325175 | 2311247 | 2489107 | 2439936 | 2209436 | 2374980 | 2252840 | 2393464 | 1931885 | [6 empty] | 2370 | 2370 | [6 empty] | 2930 | 3112.893 | [6 empty] | 361 | 342.435 | 126.71 | 66.94 | 76.58 | 99.24 | 62.77 | 55.59 | 68.49 | 53.25 | CZ 421 |  | 10557 | 47 | 19 | 37 | 13072 | 736 | 70396 | 135126
CZ-31 | Vitkovice | Czech Republic | EU | Hard coal | CEZ | 49.816 | 18.2733 | 1970 | 2020 | 2019-04-24 | no | Retired or fuel switch | retired | 0 | 0 | 0 | 0 | 549540 | 454765 | 502473 | 419609 | 375853 | 396082 | 316381 | 272764 | 273715 | 193934 | 148122 | 155278 | 134793 | 119941 | 32262 | 1217 | 814 | 818 | 796 | 789 | 587 | 482.128 | 409.924 | 820 | 670 | 577 | 570 | 419 | 308 | 345.019 | 309.601 | 52 | 31 | 27 | 22 | 18 | 6 | 5.602 | 6.124 | [8 empty] | CZ 224 | CZ0018 | 11283 | 7 | 3 | 6 | 2108 | 116 | 10689 | 20453
CZ-32 | Otrokovice | Czech Republic | EU | Lignite | LAMA ENERGY GROUP | 49.2047 | 17.5203 | 1970 |  |  | no | Open | operational | 2 | 0 | 50 | 0 | 460506 | 430555 | 448832 | 432702 | 411928 | 367497 | 390089 | 395846 | 370211 | 345960 | 358228 | 369609 | 364468 | 365686 | 328663 | 553 | 2113 | 306 | 2170 | 1846 | 1961 | 1744.353 | 1675.093 | 92 | 626 | 46 | 612 | 625 | 723 | 609.294 | 607.627 | 5 | 5 | 2 | 11 | 14 | 8 | 8.797 | 8.769 | 11 |  |  | 10.1 |  |  | 13.8 |  | CZ 38 | CZ0090 | 12855 | 21 | 9 | 17 | 6611 | 361 | 31471 | 59953
CZ-33 | Opatovice | Czech Republic | EU | Lignite | EPH | 50.1271 | 15.7919 | 1960 |  |  | no | Open | operational | 6 | 0 | 360 | 0 | 2575298 | 2500913 | 2640187 | 2476187 | 2282368 | 2303445 | 2456904 | 2379994 | 2218701 | 2115475 | 1467416 | 1792259 | 1967695 | 1919466 | 1405208 | 0 | 4940 |  | 6218 | 6307 | 6142 | 2766.474 | 2392.58 | 0 | 2861 |  | 2426 | 2571 | 1688 | 1820.059 | 2070.457 | 0 | 167 |  | 195 | 100 | 123 | 83.785 | 114.031 | 27.1 | 37.7 | 31.9 | 14 | 179 | 115 | 38.9 | 33 | CZ 36 | CZ0049 | 11043 | 57 | 28 | 46 | 21983 | 1073 | 88233 | 167938
CZ-36 | Plana | Czech Republic | EU | Lignite | C-Energy Bohemia spol. s r.o. | 49.3667 | 14.7 | 1961 |  |  | no | Open | operational | 1 | 0 | 46 | 0 | 392673 | 347804 | 373625 | 376499 | 313961 | 288292 | 229121 | 212410 | 214833 | 171258 | 115310 | 121564 | 121853 | 115504 | 104770 | 2091 | 1758 | 1430 | 1390 | 1028 | 272 | 27.291 | 327.541 | 734 | 540 | 402 | 407 | 280 | 114 | 95.263 | 105.82 | 50 | 25 | 30 | 11 | 24 | 9 | 1.451 | 0.533 | [8 empty] | CZ 307 | CZ0008 |  | 2 | 1 | 1 | 503 | 25 | 2340 | 4497
CZ-37 | Plzen | Czech Republic | EU | Lignite | Plzeňská teplárenská a.s. | 49.7545 | 13.399 | 1982 |  |  | no | Open | operational | 2 | 0 | 137 | 0 | 842261 | 791039 | 803024 | 731244 | 716433 | 736794 | 701579 | 716147 | 704377 | 648495 | 699517 | 504966 | 440239 | 472865 | 454966 | 435 | 3159 | 480 | 3359 | 3181 | 3218 | 1389.103 | 1061.311 | 417 | 1036 | 445 | 1036 | 757 | 822 | 509.926 | 542 | 6 | 36 | 17 | 93 | 72 | 39 | 21.72 | 41.808 | 16.5 | 16.4 | 15.3 | 40.6 | 13.2 | 22.7 | 28.3 | 81 | CZ 65 | CZ0068; CZ0069 | 14160 | 24 | 12 | 19 | 9503 | 460 | 36409 | 69072
CZ-38 | Pocerady | Czech Republic | EU | Lignite | CEZ | 50.4267 | 13.6774 | 1971 |  |  | no | Open | operational | 5 | 0 | 1000 | 0 | 6667871 | 6556532 | 6895997 | 6400901 | 6681835 | 6923072 | 6432919 | 5966653 | 5575286 | 4805214 | 5334395 | 6479355 | 6241411 | 5517138 | 6009857 | 4800 | 6830 | 4693 | 5971 | 5317 | 4746 | 5526.72 | 5436.317 | 2634 | 12494 | 2698 | 10315 | 8032 | 4976 | 6174.853 | 5520 | 171 | 350 | 224 | 342 | 295 | 180 | 256.641 | 265.302 | 149 | 234 | 235 | 208 | 185 | 242 | 293 | 188 | CZ 124; CZ 201279 | CZ0048 | 13898 | 148 | 67 | 119 | 53470 | 2629 | 225394 | 430436
CZ-40 | Chomutov | Czech Republic | EU | Lignite | Actherm | 50.4622 | 13.4274 | 1966 |  |  | no | Open | operational | 2 | 0 | 26 | 0 | 181115 | 166263 | 172712 | 152651 | 168442 | 188366 | 163543 | 168022 | 145525 | 143258 | 142923 | 134593 | 136594 | 131201 | 66955 | 873 | 775 | 928 | 826 | 824 | 759 | 671.558 | 828.816 | 333 | 304 | 296 | 275 | 285 | 239 | 209.009 | 165.689 | 3 | 3 | 4 | 3 | 4 | 3 | 1.566 | 0.957 |  |  | 12.8 | 11.9 |  |  |  |  | CZ 135 | CZ0001 | 12834 | 11 | 5 | 9 | 4435 | 214 | 16780 | 31807
CZ-41 | Malesice | Czech Republic | EU | Hard coal | Pražská teplárenská a.s. | 50.0848 | 14.5254 | 1969 |  |  | no | Open | operational | 2 | 0 | 165 | 0 | 386012 | 345712 | 302809 | 317599 | 328027 | 306517 | 117660 | 70518 | 55650 | 19124 | 2803 | 3697 | 8390 | 5640 | 5530 | 950 | 267 | 159 | 204 | 74 | 0 | 0.029 | 74 | 695 | 264 | 168 | 128 | 41 | 2 | 3.412 | 2.294 | 53 | 14 | 4 | 3 | 4 | 0 | [10 empty] | CZ 46 | CZ0071; CZ0072; CZ0073 |  | 0 | 0 | 0 | 13 | 1 | 65 | 126
CZ-42 | Prerov | Czech Republic | EU | Hard coal | Veolia | 49.4451 | 17.4285 | 1966 | 8888 | 2019-08-27 | no | Open | operational | 2 | 0 | 61 | 0 | 547298 | 544509 | 436681 | 439658 | 427926 | 425204 | 416600 | 396249 | 385664 | 381929 | 406498 | 316692 | 287391 | 234288 | 216523 | 519 | 1367 | 406 | 1303 | 1290 | 1470 | 1164.383 | 1015.298 | 440 | 861 | 366 | 834 | 886 | 963 | 761.353 | 690 | 8 | 4 | 10 | 2 | 2 | 2 | 2.009 | 2.313 | 199 | 83 | 81.7 | [5 empty] | CZ 220 | CZ0037; CZ0036 | 11400 | 16 | 7 | 13 | 4952 | 272 | 24876 | 47570
CZ-43 | Pribram | Czech Republic | EU | Lignite | EnergoFuture | 49.6956 | 14.0028 | 1995 |  |  | no | Open | operational | 2 | 0 | 41.6 | 0 | 311334 | 295498 | 280454 | 319168 | 294469 | 181669 | 203944 | 219214 | 230748 | 198486 | 195089 | 167283 | 172151 | 161624 | -1 | 1043 | 853 | 1142 | 902 | 691 | 770 | 878.438 | 986.552 | 391 | 260 | 418 | 384 | 287 | 347 | 413.954 | 388.568 | 23 | 21 | 13 | 8 | 2 | 4 | 15.25 | 14.947 | [5 empty] | 10.3 |  | 12.9 | CZ 95; CZ 94 | CZ0106 | 11175 | 16 | 8 | 13 | 6350 | 308 | 24773 | 47060
CZ-44 | Tisova | Czech Republic | EU | Lignite | Sokolovská Uhelná AS | 50.1522 | 12.6102 | 1958 |  |  | no | Open | operational | 5 | 0 | 288.8 | 0 | 1481417 | 1891798 | 2041128 | 1932727 | 1902547 | 1820977 | 1632662 | 1477169 | 1473748 | 1449141 | 1562430 | 1385616 | 1362018 | 1233258 | 609484 | 1706 | 3392 | 1380 | 3901 | 4169 | 4386 | 4018.721 | 3685.155 | 1120 | 1561 | 845 | 1404 | 1344 | 1475 | 1293.232 | 1370 | 47 | 62 | 71 | 100 | 93 | 73 | 59.093 | 44.628 | 52.5 | 52.1 | 71.3 | 56.3 | 75.3 | 91.9 | 74.6 | 106 | CZ 128 | CZ0023; CZ0024 | 12846 | 66 | 33 | 53 | 26814 | 1297 | 101844 | 193085
CZ-53 | Porici II | Czech Republic | EU | Lignite | CEZ | 50.5724 | 15.9634 | 1957 |  |  | no | Open | operational | 3 | 0 | 165 | 0 | 640240 | 781405 | 871785 | 840936 | 576831 | 653103 | 750005 | 522200 | 489025 | 545980 | 479000 | 537293 | 604102 | 531055 | 454050 | 4148 | 1625 | 3517 | 995 | 788 | 842 | 979.35 | 1153.374 | 1421 | 595 | 1084 | 532 | 532 | 396 | 482.841 | 546 | 70 | 69 | 76 | 55 | 41 | 46 | 49.528 | 37.994 |  |  |  | 13 | 14.9 |  | 25.3 | 13.9 | CZ 125 | CZ0022; CZ0021 | 11073 | 18 | 9 | 15 | 7236 | 353 | 28434 | 54025
CZ-59 | Zlin | Czech Republic | EU | Lignite | Severní Energetická a.s. | 49.2254 | 17.6538 | 1996 |  |  | no | Open | operational | 3 | 0 | 61 | 0 | 296643 | 285304 | 286100 | 280836 | 265721 | 239756 | 239492 | 227877 | 224201 | 209457 | 204599 | 259938 | 263480 | 255259 | 245566 | 456 | 451 | 427 | 440 | 354 | 300 | 341.486 | 334.935 | 275 | 244 | 258 | 256 | 186 | 181 | 212.001 | 204 | 29 | 36 | 32 | 36 | 24 | 10 | 2.168 | 2.689 |  |  |  | 27.5 |  |  | 12.3 |  | CZ 44 | CZ0003 | 10989 | 5 | 2 | 4 | 1439 | 79 | 7191 | 13746
CZ-61 | Plzenska energetika ELU III | Czech Republic | EU | Lignite | EPH | 49.7395 | 13.3455 | 1960 |  |  | no | Open | operational | 3 | 0 | 90 | 0 | 796600 | 730510 | 726369 | 569699 | 506980 | 474378 | 435341 | 405134 | 321965 | 311055 | 318285 | 333293 | 344098 | 342362 | 324629 | 2738 | 1446 | 2800 | 1276 | 1475 | 1253 | 1140.07 | 960.555 | 875 | 626 | 928 | 453 | 454 | 483 | 501.36 | 453 | 45 | 26 | 65 | 35 | 33 | 32 | 17.732 | 23.892 | 140 | 128 | 92.4 | 59.4 | 17.4 | 37.2 | 42.3 |  | CZ 76 | CZ0066; CZ0067 | 9646 | 20 | 10 | 17 | 8104 | 393 | 31447 | 59715
CZ-65 | Koprivnice | Czech Republic | EU | Hard coal | Komterm | 49.5833 | 18.1334 | 1970 |  |  | no | Open | operational | 2 | 0 | 18.6 | 0 | 125803 | 115455 | 103380 | 100852 | 93407 | 116411 | 99007 | 81337 | 75623 | 34320 | 33776 | 33943 | 41427 | 32838 | 21055 | 1062 | 254 | 1292 | 204 | 118 | 145 | 104.462 | 151.93 | 412 | 102 | 444 | 77 | 37 | 40 | 35.465 | 43.708 | 10 | 7 | 19 | 5 | 2 | 5 | 1.36 | 1.878 | [8 empty] | CZ 200 | CZ0056 |  | 1 | 1 | 1 | 396 | 22 | 1884 | 3588
CZ-67 | Marianske Hory | Czech Republic | EU | Hard coal |  | 49.8405 | 18.2342 | 1970 | 2008 |  | no | Retired or fuel switch | retired | 0 | 0 | 0 | 0 | CO2 emissions (EU only) 2005: 33895; CO2 emissions (EU only) 2006: 34253; CO2 emissions (EU only) 2007: 35112; CO2 emissions (EU only) 2008: 33677; CO2 emissions (EU only) 2009: 30996; CO2 emissions (EU only) 2010: 27698 | [32 empty] | CZ 222
CZ-76 | Trmice | Czech Republic | EU | Lignite | CEZ | 50.6462 | 13.9854 | 1974 |  |  | no | Open | operational | 6 | 0 | 89 | 0 | 1112121 | 1080780 | 946572 | 844892 | 784058 | 878460 | 775202 | 722226 | 531059 | 573745 | 531579 | 412057 | 486467 | 551542 | 449250 | 1881 | 2151 | 2200 | 1737 | 2453 | 2872 | 2493.569 | 3074.738 | 1372 | 1281 | 1154 | 880 | 1067 | 998 | 806.121 | 1020.849 | 14 | 17 | 12 | 8 | 6 | 11 | 7.951 | 14.419 | 138 |  | 109 | 79.6 | 16.7 | 12.1 | 18.7 | 18.3 | CZ 151 | CZ0094 | 12973 | 41 | 21 | 33 | 16583 | 801 | 62899 | 119253
CZ-77 | Vresova | Czech Republic | EU | Lignite | Sokolovská Uhelná AS | 50.256 | 12.6964 | 1995 | 2020 | 2020-08-31 | no | Retired or fuel switch | no longer coal | 0 | 0 | 0 | 0 | 4499704 | 4345035 | 4435381 | 4258461 | 4128086 | 4296606 | 4564211 | 4404435 | 4096236 | 4098901 | 4280672 | 4399928 | 4203405 | 4104374 | 3875256 | 1228 | 2774 | 1250 | 2947 | 3302 | 2932 | 3972.053 | 2420 | 1289 | 4145 | 1157 | 2934 | 2344 | 2678 | 2640.543 | 2290 | 21 | 26 | 20 | 36 | 34 | 41 | 124.414 | 40.135 |  | 2.8 | 181.5 | 176.2 | 58 | 101 | 372 | 104 | CZ 117 | CZ0081; CZ0082 | 12857 | 83 | 40 | 67 | 31673 | 1546 | 127252 | 242220
DE-8 | Altbach/Deizisau 1+2 | Germany | EU | Hard coal | EnBW | 48.7191 | 9.3713 | 1985 | 8888 | 2020-07-03 | no | Open | operational | 2 | 0 | 855 | 0 | 3182333 | 2566424 | 3129432 | 2529833 | 2348914 | 2224830 | 2539491 | 2836945 | 3106423 | 2115746 | 1661245 | 1919622 | 1250276 | 1260650 | 1009162 | 906 | 928 | 1445 | 1284 | 774 | 628 | 258.391 | 227 | 1349 | 1313 | 1470 | 1637 | 1248 | 947 | 851.493 | 555.5 | 9 | 18 | 17 | 40 | 38 | 13 | 15.826 | 7.8 | 30 | 34 |  | 35 | 24 | 19.3 |  |  | DE 1450 | DE0008 | 2450 | 19 | 7 | 13 | 4938 | 280 | 28337 | 55044
DE-13 | Niederaussem | Germany | EU | Lignite | RWE | 50.9709 | 6.6666 | 1965 | 2038 | 2020-07-03 | no | Open | operational | 7 | 0 | 3676 | 0 | 29734760 | 27386683 | 31252670 | 24866493 | 26284276 | 28068288 | 28629755 | 27918882 | 29474441 | 27248925 | 27330240 | 24831278 | 27174168 | 25927543 | 18425447 | 6404 | 6131 | 5899 | 10186 | 10156 | 9361 | 7806.97 | 10608.49 | 16220 | 16601 | 17309 | 19336 | 18022 | 18019 | 14864.66 | 18000 | 261 | 312 | 393 | 472 | 484 | 437 | 336.53 | 439.2 | 499 | 509 | 497 | 527 | 485 | 486 | 442 | 483 | DE 1649 | DE0628; DE0626; DE0627; DE0623; DE0625; DE0622; DE0621; DE0624 | 44073 | 386 | 144 | 272 | 109493 | 6108 | 572207 | 1106613
DE-14 | Bergkamen | Germany | EU | Hard coal | STEAG | 51.6372 | 7.6191 | 1981 | 8888 | 2020-07-03 | no | Open | operational | 1 | 0 | 780 | 0 | 3388560 | 4351049 | 4112952 | 2447819 | 3465836 | 3046595 | 3149133 | 3152826 | 3471635 | 2945802 | 2744777 | 2823880 | 1639651 | 1586512 | 704134 | 2042 | 2285 | 2587 | 2991 | 2264 | 2350 | 1504.663 | 822 | 2097 | 2155 | 2226 | 2586 | 2220 | 2069 | 2099.315 | 1210 | 11 | 55 | 45 | 61 | 61 | 50 | 33.058 | 0.947 | 19.24 | 19.2 |  | 28.5 | 38.9 | 14.3 | 20.8 | 13.7 | DE 1399 | DE0031 | 44675 | 60 | 24 | 43 | 18190 | 1004 | 89666 | 172916
DE-17 | Berlin-Moabit | Germany | EU | Hard coal | Vattenfall | 52.5374 | 13.3449 | 1990 | 2030 | 2017-10-19 | no | Open | operational | 1 | 0 | 100 | 0 | 622940 | 379469 | 504558 | 546862 | 413406 | 616421 | 512118 | 393809 | 440865 | 480837 | 292414 | 504094 | 508992 | 419676 | 369269 | 303 | 339 | 288 | 307 | 325 | 206 | 355.447 | 349 | 322 | 234 | 207 | 155 | 165 | 96 | 165.085 | 196 | 29 | 28 | 22 | 16 | 13 | 7 | 13.562 | 13.694 | 23.5 | 18.7 | 14.9 | 17.5 | 18.6 | 11.1 | 14.5 |  | DE 1175 | DE0039 | 46248 | 7 | 3 | 5 | 2617 | 128 | 10275 | 19515
DE-19 | Berlin-Klingenberg | Germany | EU | Lignite | Vattenfall | 52.49 | 13.496 | 1986 | 2017 | 2017-07-01 | no | Retired or fuel switch | no longer coal | 0 | 0 | 0 | 0 | 1533756 | 1428235 | 1459527 | 1466991 | 1510902 | 1661363 | 1439473 | 1510203 | 1378892 | 1345693 | 1295610 | 1377759 | 944442 |  |  | 916 | 900 | 924 | 879 | 956 | 927 | 923.356 | 432 | 896 | 844 | 898 | 833 | 859 | 822 | 835.204 | 550 | 5 | 7 | 11 | 9 | 5 | 8 | 14.915 | 0.821 | [6 empty] | 18.1 |  | DE 1170 | DE0036 | 46241 | 22 | 10 | 18 | 8186 | 401 | 33813 | 64486
DE-20 | Berlin-Reuter | Germany | EU | Hard coal | Vattenfall | 52.5309 | 13.2456 | 1969 | 2019 | 2017-11-06 | no | Retired or fuel switch | retired | 0 | 0 | 0 | 0 | 603197 | 666947 | 578996 | 500403 | 448949 | 297683 | 505772 | 598072 | 596781 | 532607 | 471540 | 414886 | 450537 | 216722 | 0 | 38 | 57 | 64 | 51 | 63 | 52 | 31.693 | 4.522 | 151 | 296 | 375 | 358 | 299 | 247 | 214.06 | 234 | 2 | 6 | 10 | 10 | 11 | 5 | 3.235 | 1.13 | [8 empty] | DE 1181 | DE0046 | 46246 | 3 | 1 | 3 | 977 | 49 | 4741 | 9132
DE-21 | Berlin-Reuter West | Germany | EU | Hard coal | Vattenfall | 52.5352 | 13.2437 | 1987 | 2030 | 2017-10-19 | no | Open | operational | 2 | 0 | 600 | 0 | 3099767 | 3068331 | 2936979 | 2955992 | 2658065 | 3227384 | 2587358 | 2555705 | 2992885 | 3036494 | 2976143 | 2531294 | 2491619 | 2151083 | 1577107 | 919 | 774 | 752 | 803 | 552 | 324 | 207.667 | 223 | 2485 | 1709 | 1792 | 2231 | 2351 | 2297 | 2060.789 | 1870 | 37 | 33 | 30 | 31 | 22 | 47 | 66.611 | 51 | 30 | 25.1 | 24.4 | 30.3 | 32.7 | 32.4 | 13.6 |  | DE 1179 | DE0033 | 46251 | 30 | 12 | 24 | 9062 | 460 | 44761 | 86272
DE-24 | Bexbach | Germany | EU | Hard coal | STEAG | 49.3649 | 7.2355 | 1983 | 8888 | 2020-07-03 | no | Open | standby | 1 | 0 | 780 | 0 | 3589954 | 2858736 | 3878704 | 2460862 | 2345742 | 1298652 | 1585706 | 2686067 | 2861582 | 2060120 | 2174385 | 1843866 | 508496 | 37768 | 79358 | 746 | 1071 | 1626 | 1526 | 1414 | 1393 | 826.738 | 246 | 910 | 1158 | 1936 | 2063 | 1462 | 1548 | 1323.64 | 372 | 3 | 8 | 0 | 7 | 22 | 25 | 22.304 | 6.151 |  | 24 | 55.4 | 74.4 | 42.4 | 29.5 | 10.5 |  | DE 852 | DE0052 | 3123 | 36 | 14 | 26 | 10627 | 589 | 53769 | 103828
DE-25 | Bielefeld | Germany | EU | Hard coal |  | 52.0335 | 8.5385 | 1980 | 2012 |  | no | Retired or fuel switch | no longer coal | 0 | 0 | 0 | 0 | CO2 emissions (EU only) 2005: 164462; CO2 emissions (EU only) 2006: 161145; CO2 emissions (EU only) 2007: 128304; CO2 emissions (EU only) 2008: 122636; CO2 emissions (EU only) 2009: 134246; CO2 emissions (EU only) 2010: 173465; CO2 emissions (EU only) 2011: 110690; CO2 emissions (EU only) 2012: 106378 | 238 | 154 | 133 | 1 | 0 | 0 |  |  | 303 | 214 | 208 | 65 | 54 | 59 |  |  | 14 | 4 | 8 | 2 | 2 | 2 | [10 empty] | DE 1551 | DE0057
DE-28 | Lippendorf | Germany | EU | Lignite | EnBW/EPH | 51.1832 | 12.3717 | 1999 | 2035 | 2020-07-03 | no | Open | operational | 2 | 0 | 1867.2 | 0 | 11291518 | 12407946 | 11741943 | 11385504 | 12772008 | 12450819 | 10898563 | 10762080 | 11728509 | 11904182 | 10293959 | 10781907 | 11376121 | 11711105 | 8943673 | 13835 | 11790 | 11267 | 12102 | 12255 | 9947 | 10600 | 11000 | 8567 | 7328 | 7143 | 7914 | 8737 | 8013 | 8660 | 8330 | 121 | 145 | 204 | 269 | 204 | 127 | 95.8 | 94.5 | 1160 | 647 | 482 | 410 | 489 | 490 | 538 | 578 | DE 1460 | DE0069 | 74740 | 241 | 113 | 195 | 90163 | 4405 | 368536 | 702424
DE-32 | Boxberg | Germany | EU | Lignite | EPH | 51.4188 | 14.5743 | 1979 | 2038 | 2020-07-03 | no | Open | operational | 4 | 0 | 2582 | 0 | 15811790 | 15511928 | 16349689 | 15442090 | 15248818 | 15117464 | 16150497 | 15867267 | 19153179 | 18700192 | 19437501 | 18573780 | 19135707 | 19000819 | 18655325 | 7813 | 11393 | 11779 | 13975 | 13752 | 13215 | 11000 | 11600 | 10686 | 11199 | 11373 | 13956 | 13408 | 13469 | 13300 | 13500 | 186 | 316 | 427 | 528 | 468 | 486 | 393 | 353 | 226 | 273 | 235 | 370 | 392 | 486 | 512 | 536 | DE 1453; DE 1454 | DE0076; DE0077 | 74662 | 310 | 140 | 248 | 110972 | 5477 | 472095 | 901946
DE-33 | Braunschweig | Germany | EU | Hard coal | Veolia | 52.278 | 10.5147 | 1984 | 8888 | 2020-07-03 | no | Open | operational | 1 | 0 | 78 | 0 | 478201 | 477397 | 449348 | 426079 | 407128 | 412855 | 460789 | 496318 | 482108 | 389211 | 421556 | 461069 | 468120 | 421480 | 435235 | 289 | 220 | 302 | 269 | 239 | 295 | 289.831 | 274 | 542 | 478 | 561 | 578 | 480 | 554 | 569.474 | 622 | 7 | 2 | 4 | 5 | 5 | 4 | 10.431 | 10.591 | 19.5 | 15.2 | 20.1 | 24.8 | 19.3 |  |  |  | DE 1622 | DE0080; DE0612 | 43262 | 15 | 5 | 10 | 4117 | 230 | 21641 | 41866
DE-34 | Bremen-Hafen | Germany | EU | Hard coal | swb AG | 53.1239 | 8.7273 | 1979 | 8888 | 2020-07-03 | no | Open | standby | 1 | 0 | 326.087 | 0 | 2452302 | 2342463 | 2427637 | 2323564 | 2474970 | 2382645 | 2347901 | 2219417 | 1867155 | 1448094 | 1501808 | 1477173 | 1520633 | 1192614 | 1250947 | 785 | 991 | 1244 | 786 | 823 | 961 | 916.84 | 875 | 1541 | 1501 | 1672 | 1081 | 989 | 1072 | 1074.29 | 1140 | 5 | 0 | 0 | 2 | 0 | 0 | 0.32 | 4.22 | 156 | 158 | 150 | 45.4 |  | 16.6 |  | 104 | DE 1238; DE 1229 | DE0093; DE0092 | 43718 | 33 | 13 | 24 | 10245 | 561 | 48806 | 93969
DE-35 | Bremen-Farge | Germany | EU | Hard coal | Riverstone | 53.2021 | 8.5162 | 1969 | 8888 | 2020-07-03 | no | Open | operational | 1 | 0 | 380.4348 | 0 | 1650808 | 1725278 | 1491266 | 1706060 | 1687652 | 1578074 | 1183005 | 1634090 | 1691001 | 1326328 | 1463745 | 961333 | 1259810 | 1176866 | 542513 | 161 | 164 | 431 | 376 | 389 | 524 | 364 | 466.37 | 981 | 755 | 1013 | 1136 | 952 | 983 | 296 | 819 | 42 | 20 | 48 | 36 | 28 | 42 | 21.647 | 1.97 | 106 | 79.4 | 109 | 113 | 17.1 | 15.5 | 13.9 |  | DE 999 | DE0088 | 43727 | 11 | 5 | 8 | 3712 | 203 | 16606 | 31836
DE-37 | Bremen-Hastedt | Germany | EU | Hard coal | swb AG | 53.0593 | 8.873 | 1989 | 2022 | 2020-05-08 | no | Open | operational | 1 | 0 | 129.3478 | 0 | 724445 | 766303 | 797576 | 520461 | 682110 | 756563 | 770623 | 801528 | 772367 | 687726 | 779277 | 737797 | 776324 | 702955 | 732012 | 206 | 337 | 365 | 358 | 279 | 273 | 298.31 | 466 | 606 | 676 | 601 | 572 | 507 | 581 | 677.84 | 721 | 1 | 1 | 1 | 2 | 2 | 3 | 2.862 | 1.014 | 48.6 | 51.2 | 51.2 | 13.9 | 10.8 | 12 |  |  | DE 1253 | DE0090; DE0089; DE0091 | 43717 | 17 | 6 | 12 | 4525 | 253 | 24421 | 47314
DE-43 | Chemnitz North II | Germany | EU | Lignite | City of Chemnitz | 50.8566 | 12.923 | 1988 | 8888 | 2020-07-03 | no | Open | operational | 2 | 0 | 167 | 0 | 1157869 | 1168418 | 1149728 | 1028119 | 957621 | 1073568 | 1224033 | 1190478 | 1142876 | 979498 | 942323 | 913543 | 1102501 | 1041764 | 1003363 | 823 | 1139 | 1108 | 1033 | 876 | 843 | 730.5 | 1010 | 756 | 895 | 878 | 844 | 683 | 679 | 673 | 818 | 40 | 47 | 56 | 67 | 50 | 31 | 23.9 | 28.843 | 44.9 | 52.5 | 47.2 | 50.5 | 58.3 | 50.4 | 70.9 | 55.8 | DE 1098 | DE0108 | 74579 | 18 | 8 | 14 | 6585 | 324 | 27316 | 52098
DE-48 | Cottbus | Germany | EU | Lignite | Stadtwerke Cottbus GmbH | 51.7597 | 14.3696 | 1999 | 2022 | 2018-09-07 | no | Open | operational | 1 | 0 | 81.7 | 0 | 525065 | 427414 | 452274 | 451504 | 266986 | 247101 | 308907 | 331416 | 363034 | 307964 | 253433 | 294755 | 163439 | 275892 | 254462 | 56 | 100 | 112 | 170 | 115 | 90 | 104.442 | 57.912 | 143 | 169 | 176 | 232 | 198 | 163 | 186.472 | 103 | 0 | 0 | 2 | 3 | 1 | 0 | 0.455 | [9 empty] | DE 1524 | DE0110 | 46338 | 4 | 2 | 3 | 1258 | 62 | 5530 | 10592
DE-50 | Datteln | Germany | EU | Hard coal | Uniper | 51.6293 | 7.3307 | 2020 | 9999 | 2020-07-03 | no | Open | operational | 1 | 0 | 1100 | 0 | CO2 emissions (EU only) 2017: 35125; CO2 emissions (EU only) 2018: 25499; CO2 emissions (EU only) 2019: 15476 | 1151 | 1254 | 1102 | 934 | 177 | 15 |  |  | 962 | 1042 | 1045 | 983 | 221 | 38 | 122 | 88.566 | 65 | 66 | 59 | 51 | 8 | 1 |  |  | 35 | 40 | 26 | 30 |  |  |  |  | DE 1377 | DE0115 | 44292 | 2 | 1 | 1 | 438 | 26 | 3146 | 6167
DE-51 | Dessau | Germany | EU | Lignite | Stadtwerke Dessau | 51.8276 | 12.2306 | 1996 | 2019 | 2018-10-15 | no | Retired or fuel switch | retired | 0 | 0 | 0 | 0 | 216992 | 200185 | 212888 | 191971 | 181612 | 185547 | 173779 | 192225 | 198866 | 154748 | 155595 | 149561 | 174496 | 146162 | 141392 | 490 | 451 | 672 | 837 | 885 | 562 | 735.03 | 857.575 | 199 | 267 | 349 | 355 | 309 | 192 | 272.964 | 33.48 | 1 | 4 | 11 | 12 | 8 | 6 | 6.222 | 7.259 | [8 empty] | DE 1588 | DE0118 | 74829 | 13 | 6 | 10 | 5045 | 245 | 19351 | 36714
DE-58 | Dortmund Gustav Knepper | Germany | EU | Hard coal |  | 51.5685 | 7.3502 | 1971 | 2014 |  | no | Retired or fuel switch | retired | 0 | 0 | 0 | 0 | 1477324 | 1569001 | 1607553 | 1654278 | 556011 | 1044879 | 1137546 | 1043003 | 1141645 | 969115 | [5 empty] | 662 | 690 | 504 | 535 | 515 |  |  |  | 595 | 622 | 590 | 595 | 589 |  |  |  | 34 | 28 | 24 | 27 | 25 | [11 empty] | DE 1290 | DE0127
DE-64 | Duisburg-Hochfeld II | Germany | EU | Hard coal | Duisburger Versorgungs- und Verkehrsgesellschaft mbH (DVV) | 51.4291 | 6.7508 | 1965 | 2018 | 2018-03-06 | no | Retired or fuel switch | retired | 0 | 0 | 0 | 0 | 537265 | 515311 | 1286708 | 1121279 | 1165367 | 853796 | 984785 | 477885 | 538398 | 563497 | 515122 | 458139 | 496153 | 148442 | 14243 | 183 | 198 | 169 | 288 | 252 | 262 | 183 | 238 | 154 | 244 | 250 | 321 | 213 | 212 | 127 | 177.683 | 15 | 13 | 5 | 15 | 13 | 16 | 0.002 | 1.558 | 38 | 43 | 16 | 24 | 25 | 34 | 23.7 | 36.3 | DE 1666 | DE0133; DE0132 | 43759 | 5 | 2 | 4 | 1731 | 93 | 7486 | 14334
DE-67 | Duisburg-Walsum | Germany | EU | Hard coal | STEAG | 51.526 | 6.7196 | 1988 | 9999 | 2020-07-03 | no | Open | operational | 2 | 0 | 1200 | 0 | 2066008 | 2084000 | 2223204 | 2024481 | 1840077 | 1964619 | 1442484 | 1849212 | 3309313 | 4627648 | 4307843 | 4797030 | 3125023 | 3321056 | 3087344 | 1239 | 971 | 1377 | 1886 | 2052 | 2155 | 2316.873 | 1780 | 1407 | 1087 | 1353 | 1988 | 3420 | 3643 | 3554.95 | 2320 | 2 | 20 | 11 | 33 | 44 | 41 | 32.965 | 1.22 | 26.2 | 15.3 | 44.2 | 80.3 | 97.1 | 116 | 60.3 | 25.9 | DE 1317 | DE0135 | 43866 | 98 | 38 | 70 | 29071 | 1607 | 145884 | 281617
DE-77 | Ensdorf | Germany | EU | Hard coal | RWE | 49.2932 | 6.7708 | 1963 | 2017 | 2017-07-20 | no | Retired or fuel switch | retired | 0 | 0 | 0 | 0 | 1985620 | 1959386 | 1634279 | 1598426 | 1230412 | 929653 | 901569 | 1708534 | 2094253 | 1649470 | 1366444 | 1142170 | 1089992 |  |  | 604 | 685 | 1247 | 1408 | 1042 | 861 | 718 | 744 | 620 | 909 | 1305 | 1321 | 990 | 749 | 638 | 626 | 10 | 4 | 10 | 45 | 18 | 13 | 4 | 3.817 |  |  |  |  | 12.2 | 14.9 |  | 17.6 | DE 838; DE 839 | DE0168 | 3139 | 22 | 9 | 16 | 7313 | 398 | 33083 | 63509
DE-79 | Erlangen | Germany | EU | Hard coal | City of Erlangen | 49.5925 | 11.0021 | 1980 | 2021 | 2019-04-24 | no | Open | operational | 1 | 0 | 18 | 0 | 151168 | 147383 | 146513 | 151418 | 156083 | 165782 | 153311 | 159859 | 159214 | 151427 | 161663 | 174847 | 175950 | 176403 | 162936 | 36 | 40 | 39 | 43 | 35 | 39 | 22.159 | 22.299 | 153 | 159 | 161 | 179 | 169 | 185 | 184.799 | 184 | 1 | 3 | 1 | 1 | 1 | 1 | 1.004 | 1.01 | [8 empty] | DE 686 | DE0172 | 45950 | 3 | 1 | 2 | 806 | 40 | 3944 | 7603
DE-81 | Eschweiler-Weisweiler | Germany | EU | Lignite | RWE | 50.8332 | 6.3146 | 1965 | 2029 | 2020-07-03 | no | Open | operational | 4 | 0 | 1958 | 0 | 20612731 | 18824339 | 19686469 | 21441408 | 19041068 | 19703413 | 19204058 | 20043027 | 18661627 | 16854243 | 18139249 | 18745560 | 18945349 | 16786258 | 13297450 | 3064 | 3570 | 4630 | 5387 | 4054 | 4135 | 3100 | 3410 | 12707 | 12100 | 13400 | 12749 | 11578 | 12571 | 12700 | 13000 | 456 | 404 | 391 | 277 | 229 | 235 | 325 | 309 | 271 | 363 | 299 | 227 | 232 | 176 | 271 | 226 | DE 1607 | DE0633; DE0632; DE0630; DE0631; DE0629; DE0634 | 44118 | 278 | 92 | 192 | 68866 | 3935 | 407758 | 793040
DE-86 | Flensburg | Germany | EU | Hard coal | City of Flensburg | 54.8049 | 9.4327 | 1985 | 8888 | 2020-07-03 | no | Open | operational | 3 | 0 | 100 | 0 | 703634 | 748671 | 650869 | 668673 | 619385 | 694392 | 601118 | 641623 | 614950 | 543876 | 668226 | 631576 | 596836 | 601832 | 566625 | 350 | 283 | 274 | 37 | 54 | 205 | 211 | 189 | 313 | 249 | 272 | 159 | 119 | 226 | 223 | 174 | 6 | 2 | 1 | 1 | 2 | 3 | 0.06 | [9 empty] | DE 760 | DE0181 | 104952 | 7 | 3 | 5 | 1841 | 110 | 10354 | 20052
DE-89 | Frankfurt/Main West | Germany | EU | Hard coal | Stadtwerke Frankfurt am Main Holding | 50.0986 | 8.6532 | 1989 | 8888 | 2020-07-03 | no | Open | operational | 2 | 0 | 144 | 0 | 1030106 | 1019423 | 822537 | 850969 | 966525 | 989598 | 961362 | 964592 | 948863 | 871180 | 845063 | 824067 | 929738 | 709806 | 638448 | 438 | 455 | 414 | 439 | 373 | 343 | 326.313 | 312 | 807 | 806 | 795 | 773 | 707 | 535 | 551.767 | 605 | 3 | 3 | 3 | 5 | 3 | 6 | 8.964 | 10.1 | 35.5 | 23.3 | 28 | 26.4 | 14 | 20 | 15.3 | 10.4 | DE 1078 | DE0191 | 44925 | 15 | 6 | 10 | 4300 | 239 | 21983 | 42472
DE-95 | Universitaet Freiburg | Germany | EU | Hard coal |  | 48.0232 | 7.844 | 1927 | 2012 |  | no | Retired or fuel switch | no longer coal | 0 | 0 | 0 | 0 | CO2 emissions (EU only) 2005: 104786; CO2 emissions (EU only) 2006: 114895; CO2 emissions (EU only) 2007: 106760; CO2 emissions (EU only) 2008: 113494; CO2 emissions (EU only) 2009: 100505; CO2 emissions (EU only) 2010: 98310; CO2 emissions (EU only) 2011: 78079 | [8 empty] | 49 | 89 | 86 | 73 | 63 | 57 | [18 empty] | DE 1146 | DE0195
DE-100 | Scholven/Buer | Germany | EU | Hard coal | Uniper | 51.6024 | 7.0099 | 1968 | 8888 | 2018-12-14 | no | Open | operational | 3 | 0 | 816.087 | 0 | 9815880 | 10671936 | 12646858 | 10576801 | 5758143 | 9392240 | 9184139 | 9669236 | 10221138 | 8808734 | 4720436 | 4242313 | 4300742 | 4279504 | 4063828 | 4332 | 4232 | 4072 | 3718 | 3626 | 1814 | 1567 | 1670 | 7091 | 6819 | 6645 | 6110 | 5963 | 3418 | 2952 | 3140 | 271 | 232 | 236 | 225 | 221 | 126 | 108 | 104 | 135 | 134 | 144 | 155 | 151 | 79 | 106 | 78.8 | DE 1205 | DE0204 | 44290 | 78 | 29 | 54 | 22076 | 1234 | 115155 | 222636
DE-106 | Grevenbroich-Frimmersdorf | Germany | EU | Lignite | RWE | 51.0585 | 6.5825 | 1966 | 2021 | 2016-10-24 | no | Open | standby | 2 | 0 | 635 | 0 | 17573788 | 19317451 | 19599684 | 18550870 | 16760568 | 14344492 | 15239887 | 9017270 | 4259517 | 4447694 | 4752557 | 4353370 | 3582337 | 293 | 337 | 5616 | 4864 | 2480 | 1206 | 1488 | 1141 | 883.797 | 793 | 9069 | 9729 | 5749 | 2776 | 3032 | 3004 | 2761.343 | 2320 | 219 | 252 | 180 | 93 | 71 | 81 | 88.64 | 68.7 | 153 | 196 | 119 | 68.6 | 79.1 | 95.9 | 64.1 | 59.9 | DE 1605 | DE0218 | 43783 | 64 | 22 | 44 | 16530 | 938 | 93982 | 182441
DE-107 | Grevenbroich-Neurath | Germany | EU | Lignite | RWE | 51.0372 | 6.5992 | 1972 | 2038 | 2020-07-03 | no | Open | operational | 7 | 0 | 4424 | 0 | 17980947 | 17917668 | 16795941 | 17950607 | 17870203 | 16939457 | 19563072 | 31227456 | 33254389 | 32441213 | 32069617 | 31321639 | 29900372 | 32156657 | 22596980 | 3188 | 2336 | 5831 | 6262 | 5982 | 6422 | 5571.22 | 5640 | 11717 | 11687 | 20679 | 22784 | 22595 | 22340 | 21650.13 | 20200 | 275 | 310 | 484 | 457 | 520 | 608 | 553.7 | 405 | 181 | 220 | 497 | 667 | 672 | 708 | 576 | 568 | DE 1606 | DE0219 | 43843 | 478 | 160 | 330 | 119394 | 6811 | 701704 | 1364296
DE-108 | Grosskrotzenburg Staudinger | Germany | EU | Hard coal | Uniper | 50.0877 | 8.9535 | 1992 | 8888 | 2020-07-03 | no | Open | operational | 1 | 0 | 553 | 0 | 4706058 | 4480280 | 5456662 | 4539918 | 4583548 | 4475300 | 3835134 | 3642569 | 2561945 | 900297 | 2182690 | 2427352 | 1889339 | 1583274 | 1151748 | 665 | 693 | 871 | 589 | 185 | 354 | 417 | 572 | 2771 | 2533 | 2399 | 1712 | 600 | 1453 | 1650 | 1250 | 64 | 54 | 87 | 47 | 20 | 70 | 0.188 | 0.885 | 45.6 | 31.7 | 35.1 | 29.8 |  | 30.3 |  | 20.6 | DE 1876; DE 1786; DE 1429; DE 1785; DE 1379 | DE0224 | 44894 | 36 | 12 | 25 | 8826 | 501 | 52143 | 101449
DE-113 | Halle | Germany | EU | Hard coal |  | 51.4591 | 11.9929 | 1972 | 2005 |  | no | Retired or fuel switch | retired | 0 | 0 | 0 | 0 | 196184 | 257806 | 188035 | 6100 | 17991 | 26746 | 12203 | 15727 | 32219 | 17064 | 12344 | 9619 | 7354 |  |  | 2 | 2 | 1 | 1 | 1 | 3 |  |  | 62 | 55 | 42 | 105 | 117 | 177 | 196 |  | 0 | 0 | 0 | 0 | 0 | 0 | [10 empty] | DE 1255 | DE0578; DE0231 | 74834
DE-119 | Hamburg-Tiefstack | Germany | EU | Hard coal | City of Hamburg | 53.5261 | 10.0655 | 1993 | 8888 | 2020-07-03 | no | Open | operational | 1 | 0 | 205 | 0 | 1203737 | 1023185 | 1247800 | 1292173 | 1479819 | 1478950 | 1459471 | 1252103 | 1332735 | 1274327 | 1295279 | 1296112 | 1213337 | 1174604 | 1069564 | 716 | 755 | 674 | 786 | 757 | 755 | 391.6 | 366.591 | 1308 | 1255 | 1022 | 1054 | 988 | 866 | 518.5 | 501.948 | 7 | 7 | 7 | 11 | 8 | 11 | 7 | 0.96 |  |  | 25.5 | 30.2 | 17.4 | 14.8 | 20.4 |  | DE 951 | DE0240 | 237213 | 14 | 5 | 10 | 3720 | 222 | 20910 | 40488
DE-121 | Hamm Westfalen | Germany | EU | Hard coal | RWE | 51.6826 | 7.9699 | 2014 | 9999 | 2020-07-03 | no | Open | operational | 1 | 0 | 820 | 0 | 3406579 | 3180497 | 3378852 | 2958375 | 2877282 | 1897246 | 1016911 | 1078493 | 1496606 | 3757408 | 3881602 | 3403693 | 2709042 | 2991509 | 1768157 |  |  |  |  | 867 | 1180 | 1025.102 | 936 |  |  |  |  | 1337 | 2342 | 2135.704 | 1840 |  |  |  |  | 45 | 26 | 27.99 | 9.592 |  |  |  |  | 41.7 | 54.6 | 29.1 | 29 | DE 1474; DE 206010 | DE0805 | 44612 | 54 | 20 | 38 | 14952 | 835 | 79428 | 153753
DE-122 | Hannover | Germany | EU | Hard coal | Versorgungs- und Verkehrsgesellschaft Hannover mbH (VVG) | 52.4203 | 9.6476 | 1989 | 8888 | 2020-07-03 | no | Open | operational | 2 | 0 | 300 | 0 | 1687456 | 1842577 | 1768903 | 1625128 | 1747566 | 1867347 | 1835393 | 1774498 | 1703428 | 1723873 | 1726850 | 1667128 | 1590978 | 1630746 | 1209372 | 1101 | 1189 | 1221 | 1126 | 774 | 795 | 897.1 | 788 | 994 | 1065 | 1035 | 934 | 930 | 938 | 913.1 | 896 | 26 | 23 | 18 | 15 | 18 | 23 | 29.9 | 28.534 | 22 | 19 | 19 | 18 | 21 | 20 | 20 |  | DE 1387 | DE0249 | 70119 | 30 | 13 | 22 | 9684 | 530 | 45013 | 86515
DE-125 | Heilbronn | Germany | EU | Hard coal | EnBW | 49.1756 | 9.2076 | 1965 | 8888 | 2020-07-03 | no | Open | operational | 3 | 0 | 1066 | 0 | 3724808 | 4417234 | 4354679 | 3280484 | 2612942 | 3241050 | 2914670 | 3355407 | 4132820 | 3284784 | 3178511 | 2388302 | 2394697 | 2712379 | 1338801 | 1655 | 1359 | 1502 | 1910 | 1557 | 1482 | 1030.814 | 1033.574 | 2161 | 1874 | 2140 | 2959 | 2147 | 2023 | 1384.802 | 1568.511 | 9 | 13 | 22 | 44 | 35 | 32 | 20.794 | 20.85 | 34 | 14 | 30 | 74 | 59.1 | 34.1 | 37.7 |  | DE 1452 | DE0257 | 2434 | 40 | 16 | 29 | 12260 | 676 | 60000 | 115665
DE-126 | Helmstedt Buschhaus | Germany | EU | Lignite | EPH | 52.1724 | 10.9768 | 1985 | 2020 | 2016-10-24 | no | Retired or fuel switch | retired | 0 | 0 | 0 | 0 | 2583708 | 2213344 | 2592614 | 2270643 | 2060980 | 2209573 | 1811394 | 2179571 | 1531268 | 2753777 | 2278643 | 1798498 | 3 | 127 | 48 | 1776 | 1482 | 2242 | 1382 | 2727 | 2560 | 1910 |  | 1381 | 1033 | 1303 | 930 | 1659 | 1300 | 1000 |  | 14 | 9 | 11 | 6 | 5 | 2 | 5.2 |  | 81.3 | 91.7 | 60.8 | 27.3 | 57.1 | 107 | 147 |  | DE 1419 | DE0479 | 43277 | 46 | 21 | 34 | 16925 | 908 | 69880 | 133417
DE-128 | Herne | Germany | EU | Hard coal | STEAG | 51.5507 | 7.1875 | 1989 | 8888 | 2020-07-03 | no | Open | operational | 1 | 0 | 500 | 0 | 3272896 | 3575447 | 3094579 | 2783702 | 2228051 | 2475237 | 2456699 | 2337872 | 2624660 | 2690803 | 2654608 | 2173726 | 1531134 | 1311527 | 1132980 | 1343 | 1246 | 1333 | 1730 | 1601 | 1509 | 1029.913 | 708 | 1789 | 1794 | 1508 | 1938 | 1934 | 1881 | 1438.619 | 1000 | 17 | 20 | 10 | 17 | 21 | 22 | 30.364 | 21.388 | 31.55 | 31.7 | 50.5 | 44 | 66.8 | 45.4 | 39.1 |  | DE 1312 | DE0261 | 44712 | 41 | 16 | 29 | 12497 | 690 | 61631 | 118848
DE-129 | Herne Shamrock | Germany | EU | Hard coal |  | 51.5285 | 7.1778 | 1957 | 2013 |  | no | Retired or fuel switch | retired | 0 | 0 | 0 | 0 | 694416 | 722379 | 839379 | 793597 | 643051 | 709189 | 643738 | 626636 | 264697 | [6 empty] | 108 | 105 | 117 | 62 | 0 | 1 |  |  | 267 | 260 | 277 | 129 | 1 | 1 |  |  | 12 | 10 | 11 | 5 | 0 | 0 | [10 empty] | DE 1381 | DE0262; DE0806
DE-130 | Mehrum | Germany | EU | Hard coal | EPH | 52.315 | 10.0914 | 1979 | 8888 | 2020-07-03 | no | Open | operational | 1 | 0 | 750 | 0 | 3914285 | 3957310 | 3572023 | 2400214 | 3296603 | 2953874 | 3039549 | 2626171 | 3254376 | 2836020 | 2540432 | 1757403 | 1929983 | 2319751 | 710340 | 1672 | 1732 | 1883 | 3008 | 2494 | 2442 | 1155.7 | 1203.8 | 2032 | 2094 | 2002 | 2540 | 2238 | 2002 | 1331.3 | 1414 | 27 | 43 | 26 | 42 | 28 | 27 | 18 | 14.3 | 51 | 43.1 | 33.6 | 55.2 | 37 | 33.3 | 22.1 | 24.4 | DE 939 | DE0376 | 43260 | 41 | 17 | 30 | 12924 | 709 | 61417 | 118215
DE-131 | Waehlitz | Germany | EU | Lignite | EPH | 51.1663 | 12.0764 | 1994 | 8888 | 2020-07-03 | no | Open | operational | 1 | 0 | 37.4 | 0 | 337207 | 332353 | 307480 | 298418 | 308135 | 285919 | 342094 | 324652 | 311188 | 312204 | 319041 | 302299 | 332791 | 241998 | 317400 | 298 | 384 | 357 | 363 | 366 | 366 | 307.6 | 335.3 | 109 | 158 | 152 | 134 | 127 | 136 | 150.2 | 145.2 | 1 | 2 | 3 | 4 | 2 | 2 | 2.3 | 3.5 | [6 empty] | 17.1 | 17.5 | DE 1131 | DE0527 | 46985 | 6 | 3 | 5 | 2242 | 109 | 8770 | 16663
DE-138 | Huerth Goldenberg | Germany | EU | Lignite | RWE | 50.861 | 6.8434 | 1992 | 8888 | 2020-07-03 | no | Open | operational | 1 | 0 | 76 | 0 | 1394768 | 1664380 | 1492609 | 1541676 | 1359484 | 1318953 | 1707064 | 1642953 | 1501208 | 1277618 | 1164166 | 898303 | 847900 | 804094 | 807126 | 822 | 1069 | 1183 | 762 | 478 | 421 |  |  | 753 | 1008 | 1021 | 856 | 614 | 515 |  |  | 9 | 9 | 14 | 22 | 14 | 6 | [10 empty] | DE 1601 | DE0268
DE-140 | Ibbenbueren | Germany | EU | Hard coal | RWE | 52.2888 | 7.7479 | 1985 | 8888 | 2020-07-03 | no | Open | operational | 1 | 0 | 838 | 0 | 3596816 | 4324981 | 4775857 | 4335239 | 2850500 | 4911078 | 4974808 | 4788487 | 2955603 | 4092086 | 3334278 | 3863723 | 2512586 | 3033405 | 743877 | 4 | 6 | 0 | 1 | 1 | 1394 | 1730 | 967 | 3 | 4 | 3 | 7 | 6 | 2190 | 2540 | 1640 | 0 | 0 | 0 | 0 | 0 | 28 | 53.9 | 35.051 | 13 | 13.9 |  | 13.9 |  | 21 | 41.2 | 24.7 | DE 1480 | DE0271 | 44288 | 72 | 28 | 51 | 21450 | 1186 | 106789 | 206028
DE-144 | Karcherstr. | Germany | EU | Hard coal | SWK - Stadtwerke Kaiserslautern | 49.435 | 7.7609 | 1996 | 8888 | 2020-07-03 | no | Open | operational | 1 | 0 | 14.5652 | 0 | 117166 | 119380 | 132610 | 146490 | 142189 | 170175 | 158257 | 148302 | 161576 | 142632 | 148712 | 132853 | 133027 | 593 | 127342 | 200 | 97 | 97 | 110 | 122 | 89 |  |  | 208 | 157 | 173 | 197 | 157 | 114 |  |  | 2 | 1 | 2 | 5 | 6 | 2 | [10 empty] | DE 1769; DE 1770; DE 1059 | DE0278
DE-148 | Karlsruhe | Germany | EU | Hard coal | EnBW | 49.0143 | 8.3042 | 1985 | 9999 | 2020-07-03 | no | Open | operational | 2 | 0 | 1462 | 0 | 2475084 | 2450731 | 2307894 | 2626466 | 1788869 | 2168658 | 2421814 | 2178344 | 3030086 | 3621329 | 3874679 | 2985790 | 3841547 | 3702300 | 2607039 | 1078 | 1519 | 1568 | 2304 | 1388 | 1961 | 1567.9 | 1861 | 1139 | 1423 | 1372 | 2130 | 1292 | 1804 | 1614 | 1820.2 | 24 | 39 | 34 | 22 | 23 | 23 | 21 | 25.1 | 19 | 21 | 16.2 | 33 | 31.8 | 59.2 | 93.6 | 41.9 | DE 1457 | DE0281 | 2469 | 52 | 22 | 38 | 16826 | 919 | 78275 | 150488
DE-150 | Kassel | Germany | EU | Lignite | City of Kassel | 51.2793 | 9.4833 | 1988 | 8888 | 2020-07-03 | no | Open | operational | 1 | 0 | 38 | 0 | 68594 | 65741 | 52954 | 54337 | 56889 | 73108 | 55971 | 191854 | 203897 | 183362 | 186628 | 200965 | 199298 | 201595 | 219031 | 122 | 102 | 56 | 126 | 91 | 94 | 48.289 | 13.407 | 217 | 177 | 108 | 136 | 112 | 129 | 138 | 107 | 1 | 1 | 0 | 1 | 1 | 2 | 0.353 | [9 empty] | DE 1529 | DE0286; DE0285 | 44974 | 3 | 1 | 2 | 833 | 47 | 4679 | 9083
DE-152 | Kiel East | Germany | EU | Hard coal | Uniper | 54.3387 | 10.177 | 1970 | 2019 | 2018-02-27 | no | Retired or fuel switch | retired | 0 | 0 | 0 | 0 | 1819426 | 1806607 | 1454104 | 1893294 | 1912904 | 1828125 | 1169839 | 1849235 | 1749593 | 1581618 | 1438502 | 1212574 | 1116575 | 1251101 | 415608 | 416 | 208 | 407 | 561 | 439 | 386 | 260.984 | 203.806 | 1250 | 802 | 1294 | 1285 | 1164 | 1057 | 914.268 | 836.568 | 49 | 35 | 37 | 35 | 30 | 37 | 46.998 | 48.047 |  |  | 22.7 | 25.3 | 32 | 16.2 |  |  | DE 1210 | DE0292 | 104959 | 16 | 6 | 11 | 4154 | 250 | 23278 | 45029
DE-154 | Cologne-Merkenich | Germany | EU | Lignite | Stadtwerke Köln GmbH (100% City of Cologne) | 51.0168 | 6.9634 | 2010 | 8888 | 2020-07-03 | no | Open | operational | 1 | 0 | 85 | 0 | 756530 | 821035 | 811820 | 772906 | 708713 | 657321 | 698924 | 603112 | 592066 | 336118 | 506597 | 455743 | 537244 | 538186 | 366508 | 84 | 187 | 176 | 294 | 139 | 86 | 76.865 | 121.021 | 472 | 505 | 462 | 546 | 287 | 317 | 271.467 | 331.047 | 1 | 3 | 4 | 6 | 2 | 4 | 2.256 | 5.11 | [8 empty] | DE 1276 | DE0308 | 44130 | 6 | 2 | 4 | 1521 | 86 | 8830 | 17165
DE-155 | Leverkusen | Germany | EU | Hard coal | Currenta GmbH & Co. OHG | 51.0222 | 6.9859 | 1962 | 8888 | 2020-07-03 | no | Open | operational | 1 | 0 | 111.9565 | 0 | 899887 | 918085 | 896369 | 907650 | 827201 | 878891 | 840489 | 907908 | 804073 | 757014 | 760235 | 718721 | 705942 | 731566 | 648572 | 745 | 748 | 581 | 488 | 449 | 454 | 272.515 | 288.436 | 800 | 769 | 450 | 306 | 283 | 289 | 273.1 | 298.475 | 26 | 12 | 8 | 3 | 5 | 8 | 3.843 | 2.647 | [8 empty] | DE 824 | DE0333; DE0335 | 44198 | 9 | 4 | 6 | 2899 | 158 | 13419 | 25791
DE-163 | Luenen | Germany | EU | Hard coal | STEAG | 51.616 | 7.4781 | 1962 | 2018 | 2018-11-02 | no | Retired or fuel switch | retired | 0 | 0 | 0 | 0 | 1873951 | 2127693 | 2338406 | 2209558 | 1305191 | 1519357 | 1600001 | 1432104 | 1950633 | 1716226 | 1657015 | 1178742 | 995360 | 1043514 | 1652 | 1117 | 1053 | 952 | 1172 | 1015 | 884 | 433.038 | 406.097 | 971 | 1010 | 915 | 1277 | 1152 | 1166 | 817.503 | 655.828 | 34 | 48 | 24 | 35 | 29 | 20 | 31.836 | 14.731 | 16.9 | 28.9 | 13.2 | 16.7 | 24.4 | 27.2 | 21.7 | 14.6 | DE 1313 | DE0352 | 44735 | 21 | 8 | 15 | 6117 | 342 | 31922 | 61716
DE-167 | Luenen-Stummhafen | Germany | EU | Hard coal | Trianel Kohlekraftwerk Lünen GmbH & Co. KG | 51.6141 | 7.4652 | 2013 | 9999 | 2020-07-03 | no | Open | operational | 1 | 0 | 820 | 0 | [6 empty] | 313 | 61206 | 2806533 | 3674288 | 2078468 | 3429207 | 2647439 | 3185740 | 2712497 |  |  | 2 | 848 | 1142 | 588 | 990.011 | 798 |  |  | 10 | 924 | 1147 | 613 | 1033.912 | 849 |  |  | 0 | 43 | 39 | 21 | 27.944 | 97.3 |  |  |  |  | 18.7 | 14.8 | 40.1 | 15.1 | DE 4166 | DE0662 | 189251 | 33 | 14 | 24 | 10755 | 589 | 50212 | 96538
DE-170 | Mannheim | Germany | EU | Hard coal | RWE | 49.447 | 8.4925 | 1982 | 9999 | 2020-07-03 | no | Open | operational | 4 | 0 | 2146 | 0 | 7897305 | 7679643 | 7442552 | 7101147 | 6636511 | 6514534 | 5944121 | 6064558 | 6750151 | 6185024 | 7316094 | 7876220 | 6858626 | 6741030 | 4922249 | 1494 | 1824 | 1962 | 1935 | 1843 | 1419 | 1976.2 | 2433.2 | 3547 | 3266 | 3190 | 3648 | 3502 | 3395 | 3449.5 | 2892 | 156 | 130 | 101 | 142 | 115 | 139 | 130.1 | 95.3 | 146 | 134 | 137 | 154 | 139 | 148 | 136 | 122 | DE 1380 | DE0361 | 2475 | 93 | 35 | 65 | 26828 | 1496 | 138009 | 266636
DE-172 | Marl | Germany | EU | Hard coal | Evonik | 51.6784 | 7.1031 | 1971 | 8888 | 2020-07-03 | no | Open | operational | 2 | 0 | 135.9 | 0 | 2367654 | 2462834 | 2388058 | 2389526 | 2179266 | 2246296 | 2002467 | 2264547 | 2182394 | 2247149 | 1887037 | 1517311 | 1701963 | 1643452 | 1566925 | 873 | 989 | 1178 | 1057 | 1085 | 700 |  |  | 1736 | 1805 | 1975 | 1828 | 1856 | 1591 | 200.613 | 145.998 | 52 | 36 | 61 | 41 | 45 | 27 | 1.342 | 0.52 | [8 empty] | DE 1747; DE 1748 | DE0370; DE0369; DE0371; DE0373; DE0372 |  | 4 | 1 | 2 | 726 | 43 | 5208 | 10208
DE-173 | Mumsdorf | Germany | EU | Lignite |  | 51.0712 | 12.2608 | 1968 | 2013 |  | no | Retired or fuel switch | retired | 0 | 0 | 0 | 0 | 897240 | 858917 | 900334 | 867920 | 837063 | 918308 | 931353 | 905992 | 461331 | [38 empty] | DE 1137
DE-174 | Hafen Muenster | Germany | EU | Hard coal |  | 51.9503 | 7.6405 | 1977 | 2005 |  | no | Retired or fuel switch | no longer coal | 0 | 0 | 0 | 0 | 182058 | 253302 | 257648 | 249876 | 245611 | 254094 | 257006 | 243902 | 225009 | 174033 | 186547 | 231081 | 216856 |  |  |  |  | 2 | 2 | 1 | 2 |  |  | 123 | 140 | 182 | 160 | 76 | 132 | 149 |  |  |  | 0 | 0 | 0 | 0 | [10 empty] | DE 854 | DE0398 | 44270
DE-183 | Offenbach | Germany | EU | Hard coal | MVV Energie AG | 50.1113 | 8.7454 | 1990 | 8888 | 2020-07-03 | no | Open | operational | 1 | 0 | 60 | 0 | 298550 | 310403 | 215235 | 305133 | 243410 | 314986 | 256029 | 269409 | 277408 | 240615 | 236129 | 239875 | 233705 | 197685 | 192328 | 168 | 128 | 138 | 144 | 125 | 104 | 122.774 | 126.225 | 130 | 130 | 131 | 121 | 115 | 96 | 100.814 | 83.058 | 3 | 2 | 1 | 3 | 1 | 2 | 1.105 | 0.811 |  |  |  | 12.3 |  |  |  |  | DE 948 | DE0424 | 44877 | 4 | 2 | 3 | 1223 | 66 | 5455 | 10463
DE-186 | Jaenschwalde | Germany | EU | Lignite | EPH | 51.8335 | 14.4577 | 1981 | 2028 | 2020-07-03 | no | Open | operational | 6 | 0 | 3210 | 0 | 25245962 | 23732888 | 24189987 | 23457273 | 23256898 | 23486345 | 24034231 | 24424241 | 25395582 | 24196146 | 23325104 | 23756337 | 23626776 | 22807073 | 17613703 | 21386 | 22266 | 23387 | 23056 | 20946 | 17818 | 16100 | 15100 | 18732 | 19601 | 19868 | 20528 | 19451 | 18639 | 19200 | 19000 | 646 | 719 | 727 | 764 | 688 | 648 | 541 | 535 | 592 | 350 | 505 | 330 | 501 | 431 | 743 | 672 | DE 1456 | DE0750; DE0748; DE0747; DE0745; DE0749; DE0746 | 46361 | 450 | 204 | 361 | 161263 | 7955 | 684994 | 1308595
DE-187 | Petershagen Heyden | Germany | EU | Hard coal | Uniper | 52.3816 | 8.9986 | 1987 | 9999 | 2020-07-03 | no | Open | operational | 1 | 0 | 923 | 0 | 2610998 | 4100667 | 3678763 | 3967448 | 3956115 | 3874826 | 4227256 | 2542334 | 4130190 | 2189322 | 2757365 | 3004101 | 1977821 | 1744340 | 645248 | 1377 | 2048 | 1250 | 2244 | 1010 | 1377 | 1417.874 | 925.908 | 2921 | 3253 | 1905 | 3012 | 1543 | 1796 | 2116.664 | 1328.939 | 87 | 61 | 33 | 28 | 18 | 23 | 23.064 | 15.417 | 28.4 |  |  | 53.8 | 29.7 | 13.7 | 20.4 |  | DE 1291 | DE0432 | 44414 | 59 | 23 | 42 | 17595 | 972 | 87840 | 169518
DE-188 | Pforzheim | Germany | EU | Hard coal | SWP Stadtwerke Pforzheim GmbH & Co. KG | 48.897 | 8.7255 | 1990 | 2022 | 2018-08-22 | no | Open | operational | 1 | 0 | 29.7 | 0 | 244459 | 234184 | 192816 | 224183 | 152198 | 160758 | 163282 | 155237 | 139594 | 111988 | 112501 | 99800 | 133944 | 106213 | 98467 | 29 | 57 | 55 | 50 | 45 | 47 | 1.458 | 1.957 | 90 | 73 | 83 | 78 | 46 | 59 | 160 | 154 | 0 | 0 | 0 | 0 | 0 | 0 | 0.07 | [9 empty] | DE 1077 | DE0433 | 2478 | 3 | 1 | 2 | 584 | 34 | 4161 | 8155
DE-190 | Veltheim | Germany | EU | Hard coal |  | 52.189 | 8.9322 | 1965 | 2015 |  | no | Retired or fuel switch | retired | 0 | 0 | 0 | 0 | 1983198 | 1713130 | 1630782 | 1414081 | 1923259 | 1734744 | 1358185 | 1354577 | 1228978 | 1047903 | 174559 |  |  |  |  | 400 | 173 | 281 | 343 | 252 | 88 |  |  | 1295 | 1007 | 1005 | 907 | 839 | 227 |  |  | 62 | 55 | 68 | 65 | 54 | 17 | [10 empty] | DE 1710 | DE0440
DE-192 | Quierschied-Weiher | Germany | EU | Hard coal | STEAG | 49.3356 | 7.0309 | 1976 | 8888 | 2020-07-03 | no | Open | standby | 1 | 0 | 724 | 0 | 2801724 | 1853706 | 2838220 | 1948649 | 1767761 | 1568471 | 1620676 | 1603394 | 2094265 | 1513206 | 1678832 | 1355318 | 408420 | 24624 | 47980 | 1017 | 904 | 767 | 1400 | 1013 | 1207 | 661.878 | 202.709 | 750 | 935 | 1184 | 1485 | 1077 | 1162 | 959.07 | 293.136 | 1 | 18 | 4 | 9 | 7 | 13 | 12.429 | 4.183 |  | 16.1 | [6 empty] | DE 845 | DE0447 | 3125 | 27 | 11 | 19 | 8118 | 448 | 40302 | 77753
DE-195 | Rostock | Germany | EU | Hard coal | EnBW | 54.1428 | 12.1329 | 1994 | 8888 | 2020-07-03 | no | Open | operational | 1 | 0 | 553 | 0 | 2237284 | 2826344 | 2435610 | 2607485 | 1731470 | 2485663 | 2553090 | 2862263 | 2416047 | 2577847 | 2339152 | 2636984 | 2335824 | 1845401 | 1728202 | 456 | 316 | 445 | 450 | 323 | 275 | 355.096 | 576.884 | 1997 | 2023 | 2254 | 1891 | 2044 | 1999 | 2132.224 | 1763.36 | 25 | 31 | 34 | 33 | 44 | 49 | 56.81 | 43.951 | 28.4 | 15.1 | 17.9 | 20.5 | 24.6 | 20.2 | 24.3 | 18 | DE 1309 | DE0464 | 46405 | 30 | 12 | 21 | 7884 | 473 | 44242 | 85618
DE-197 | Saarbruecken Roemerbruecke | Germany | EU | Hard coal | Engie | 49.2237 | 7.0148 |  |  |  | no | Retired or fuel switch | no longer coal | 0 | 0 | 0 | 0 | [21 empty] | 46.58 | [7 empty] | 88.142 | [7 empty] | 2.51 | [9 empty] | DE 1746 | DE0588; DE0471 |  | 2 | 1 | 2 | 654 | 37 | 3414 | 6601
DE-200 | Schkopau | Germany | EU | Lignite | Uniper | 51.3985 | 11.9504 | 1996 | 2034 | 2020-07-03 | no | Open | operational | 2 | 0 | 980 | 0 | 6125032 | 6274756 | 5568101 | 6336633 | 6074922 | 5118074 | 5504797 | 5618341 | 5667523 | 5530643 | 5351933 | 5132962 | 5502113 | 6058441 | 3773318 | 4765 | 6413 | 7178 | 7763 | 7127 | 4173 | 2817 | 3301.194 | 3322 | 3719 | 3605 | 3668 | 3560 | 3468 | 3118.458 | 3334.444 | 88 | 124 | 91 | 85 | 98 | 124 | 80.895 | 53.017 | 227 | 345 | 441 | 430 | 405 | 267 | 288 | 340 | DE 1376 | DE0477 | 46848 | 75 | 34 | 61 | 27257 | 1342 | 114917 | 219436
DE-206 | Schwarze Pumpe | Germany | EU | Lignite | EPH | 51.5354 | 14.3538 | 1997 | 2038 | 2020-07-03 | no | Open | operational | 2 | 0 | 1600 | 0 | 12497670 | 12206179 | 12429784 | 12461307 | 10670204 | 11134090 | 11852591 | 12524246 | 11283451 | 11582879 | 12244201 | 12199320 | 11386634 | 12374048 | 10478943 | 7064 | 7538 | 9577 | 9002 | 7253 | 9237 | 8440 | 7280 | 4606 | 4982 | 5432 | 5350 | 5048 | 5813 | 6000 | 5690 | 48 | 76 | 111 | 115 | 76 | 66 | 105 | 67.9 | 243 | 271 | 228 | 194 | 303 | 339 | 292 | 256 | DE 1459 | DE0493 | 46366 | 181 | 86 | 146 | 68647 | 3352 | 277305 | 528066
DE-207 | Schweinfurt | Germany | EU | Hard coal | GKS Gemeinschaftskraftwerk Schweinfurt GmbH | 50.0301 | 10.2236 | 1990 | 8888 | 2020-07-03 | no | Open | operational | 2 | 0 | 29 | 0 | 178566 | 182316 | 173816 | 169160 | 158767 | 160637 | 168119 | 168710 | 106433 | 80818 | 84293 | 92761 | 98624 | 81354 | 88272 | 182 | 188 | 230 | 236 | 158 | 135 | 32.416 | 43.38 | 112 | 125 | 128 | 125 | 99 | 95 | 201 | 199 | 0 | 0 | 0 | 0 | 0 | 0 | 0.41 | [9 empty] | DE 1543 | DE0485 | 45999 | 4 | 1 | 3 | 949 | 55 | 5940 | 11584
DE-214 | Stuttgart-Muenster | Germany | EU | Hard coal | EnBW | 48.8154 | 9.2197 | 1982 | 8888 | 2020-07-03 | no | Open | operational | 2 | 0 | 96.4 | 0 | 406322 | 311835 | 268252 | 233544 | 252680 | 270417 | 170175 | 210029 | 254126 | 136656 | 225969 | 235281 | 269535 | 278183 | 243855 | 30 | 15 | 47 | 89 | 45 | 68 | 82.813 | 77.275 | 159 | 98 | 125 | 143 | 82 | 125 | 268 | 179.234 | 0 | 0 | 1 | 2 | 1 | 1 | 1.45 | 2.269 | 14 |  |  |  | 15.3 | 18.7 | 15.5 | 12.9 | DE 1463 | DE0503 | 2436 | 6 | 2 | 4 | 1546 | 87 | 8856 | 17204
DE-215 | Krefeld-Uerdingen | Germany | EU | Hard coal | Currenta GmbH & Co. OHG | 51.3682 | 6.6624 | 1957 | 8888 | 2020-07-03 | no | Open | operational | 2 | 0 | 147.8261 | 0 | 1093481 | 1136178 | 1117340 | 1112219 | 994403 | 1095973 | 1055596 | 1036720 | 991003 | 891083 | 950446 | 994140 | 887879 | 220732 | 977244 | 595 | 502 | 446 | 447 | 400 | 575 | 391 | 307 | 612 | 550 | 507 | 467 | 421 | 473 | 448 | 382 | 10 | 9 | 11 | 12 | 8 | 19 |  |  |  |  | 1.5 | [5 empty] | DE 833; DE 809 | DE0319; DE0318 | 43968 | 14 | 6 | 10 | 4332 | 237 | 20549 | 39555
DE-216 | Ulm Magirusstrasse | Germany | EU | Hard coal | EnBW | 48.3967 | 9.9654 | 1978 | 8888 | 2020-07-03 | no | Open | operational | 5 | 0 | 135 | 0 | 132432 | 136826 | 108058 | 118734 | 117520 | 146166 | 110381 | 113127 | 106081 | 54983 | 78274 | 88251 | 66827 | 48627 | 43086 | 183 | 197 | 137 | 104 | 100 | 101 | 90.14 | 56.811 | 195 | 236 | 144 | 97 | 82 | 93 | 260 | 243 | 5 | 4 | 5 | 2 | 2 | 3 | 2.64 | 1.015 | [8 empty] | DE 630 | DE0512 | 2440 | 6 | 2 | 4 | 1575 | 89 | 8851 | 17179
DE-217 | Munich North | Germany | EU | Hard coal | Stadtwerke München GmbH | 48.1812 | 11.6398 | 1991 | 8888 | 2018-12-14 | no | Open | operational | 1 | 0 | 365 | 0 | 2230808 | 1684040 | 2185656 | 2138887 | 1897101 | 1985020 | 2062426 | 1873996 | 2032478 | 1754452 | 1902717 | 1827049 | 1701489 | 1346205 | 1462508 | 167 | 183 | 169 | 204 | 158 | 167 | 171.385 | 120.533 | 1266 | 1323 | 1221 | 1357 | 1165 | 1276 | 1680 | 1640 | 17 | 43 | 41 | 31 | 48 | 44 | 22.477 | 18.489 | 53 | 62 | 71 | 39.5 | 21.2 | 24.6 | 19.2 | 15.5 | DE 741 | DE0516 | 45680 | 24 | 9 | 19 | 7232 | 365 | 35651 | 68741
DE-220 | Voelklingen-Fenne model+heat | Germany | EU | Hard coal | STEAG | 49.2491 | 6.879 | 1982 | 8888 | 2020-07-03 | no | Open | operational | 2 | 0 | 466 | 0 | 2274749 | 2062618 | 2199271 | 1576522 | 1497319 | 1643902 | 1723110 | 1639216 | 1578603 | 1631654 | 1687422 | 1492487 | 1046235 | 367877 | 648753 | 1345 | 1425 | 1331 | 1470 | 1534 | 1216 | 625.825 | 435.777 | 1370 | 1431 | 1412 | 1334 | 1422 | 1385 | 1036.346 | 770.623 | 15 | 21 | 18 | 15 | 14 | 16 | 16.949 | 21.528 | 17.9 | 18.6 | 16.8 | 28.6 | 28.4 | 20.3 | 10.6 |  | DE 889; DE 851 | DE0526; DE0587; DE0525 | 3124 | 28 | 11 | 20 | 8168 | 453 | 41590 | 80337
DE-222 | Voerde | Germany | EU | Hard coal | STEAG | 51.5762 | 6.6841 | 1982 | 2017 | 2016-06-02 | no | Retired or fuel switch | retired | 0 | 0 | 0 | 0 | 2560111 | 2216644 | 3255376 | 1664805 | 1601830 | 1525602 | 1235803 | 1472141 | 2422892 | 1881919 | 1623246 | 914677 | 261796 |  |  | 1424 | 1041 | 1134 | 1853 | 1628 | 1360 | 494.842 | 132.801 | 1157 | 963 | 1118 | 1877 | 1442 | 1224 | 682.779 | 174.173 | 18 | 18 | 9 | 21 | 15 | 16 | 6.592 | 1.783 | 10.1 | 23.6 | 39.5 | 31.9 | 18.8 | 20.3 |  |  | DE 1592 | DE0522 | 43914 | 20 | 8 | 14 | 5932 | 327 | 29174 | 56258
DE-223 | Voerde West | Germany | EU | Hard coal | STEAG | 51.5785 | 6.6819 | 1971 | 2017 | 2017-01-20 | no | Retired or fuel switch | retired | 0 | 0 | 0 | 0 | 5019006 | 7310352 | 6925790 | 6725662 | 3902264 | 6237660 | 5676619 | 5812857 | 5256040 | 4581767 | 4430371 | 4487789 | 1045825 |  |  | 2840 | 2801 | 2958 | 2709 | 2195 | 2231 | 2296.445 | 406.44 | 4699 | 4426 | 4463 | 3972 | 3512 | 3340 | 3444.674 | 597.523 | 34 | 49 | 52 | 63 | 58 | 34 | 57.894 | 11.66 | 39.5 | 73.3 | 102 | 86.6 | 74.6 | 58.1 | 31.4 |  | DE 1318 | DE0523 | 43886 | 96 | 37 | 68 | 28664 | 1585 | 143260 | 276463
DE-226 | Frechen/Wachtberg | Germany | EU | Lignite | RWE | 50.8942 | 6.7911 | 1959 | 2022 | 2020-07-03 | no | Open | operational | 1 | 0 | 128.2609 | 0 | 1634028 | 1613914 | 1719506 | 1608394 | 1210712 | 1264264 | 1299544 | 1625910 | 1699684 | 1549080 | 1495937 | 1196824 | 1310090 | 1339463 | 1183566 | 300 | 323 | 386 | 307 | 265 | 264 | 413 | 419 | 324 | 331 | 479 | 456 | 401 | 399 | 685 | 753 | 4 | 6 | 13 | 24 | 18 | 15 | 124 | 146 | 29.1 | 23.3 | 36.1 | 31.3 | 22 | 19.6 | 19.3 | 12.8 | DE 1603 | DE0192 | 44486 | 20 | 8 | 14 | 5986 | 339 | 30590 | 58974
DE-227 | Walheim | Germany | EU | Hard coal | EnBW | 49.0177 | 9.1577 | 1964 | 8888 | 2020-07-03 | no | Open | standby | 2 | 0 | 267 | 0 | 1013294 | 1118468 | 642858 | 536103 | 343133 | 294670 | 279155 | 654544 | 729327 | 299957 | 57780 | 57170 | 74782 | 46228 | 39929 | 161 | 202 | 398 | 453 | 158 | 59 | 57.675 | 64.284 | 238 | 217 | 447 | 553 | 249 | 83 | 76.793 | 100.433 | 5 | 7 | 16 | 15 | 6 | 1 | 0.871 | 1.12 | [8 empty] | DE 1464 | DE0531 |  | 2 | 1 | 2 | 682 | 38 | 3331 | 6422
DE-228 | Wedel | Germany | EU | Hard coal | City of Hamburg | 53.5665 | 9.7257 | 1961 | 8888 | 2020-07-03 | no | Open | operational | 2 | 0 | 289.7 | 0 | 1551522 | 1511133 | 1319287 | 1376488 | 1426601 | 1477071 | 1150678 | 1366972 | 1283601 | 1334749 | 1399778 | 1327551 | 1136524 | 1169353 | 1111507 | 539 | 329 | 528 | 599 | 618 | 650 | 653.736 | 598.3 | 859 | 655 | 858 | 783 | 832 | 856 | 920.664 | 772.9 | 30 | 45 | 45 | 35 | 55 | 43 | 29.211 | 21.3 | 19.9 | 14.6 | 83 | 62.3 | 27.5 | 32.2 | 36.4 | 25.9 | DE 952 | DE0536 | 157770 | 24 | 9 | 17 | 6442 | 386 | 36182 | 70041
DE-229 | Werdohl-Elverlingsen | Germany | EU | Hard coal | ENERVIE | 51.2754 | 7.7046 | 1971 | 2018 | 2018-03-06 | no | Retired or fuel switch | retired | 0 | 0 | 0 | 0 | 1962170 | 2104232 | 1557160 | 1933986 | 1532082 | 1911226 | 1792321 | 2362986 | 2181997 | 1290161 | 600596 | 379319 | 189339 | 128075 | 112 | 960 | 838 | 1382 | 1236 | 689 | 221 | 195.29 | 69.74 | 1424 | 1274 | 1620 | 1516 | 931 | 454 | 249.256 | 136 | 34 | 30 | 48 | 29 | 28 | 10 | 8.24 | 8.38 | 79 | 44 | 61.3 | 28 | 20 | 16 | 13.2 | 11.6 | DE 1526 | DE0541 | 44576 | 7 | 3 | 5 | 2298 | 127 | 11148 | 21476
DE-232 | Werne Gersteinwerk | Germany | EU | Hard coal | RWE | 51.6734 | 7.708 | 1984 | 2019 | 2018-11-05 | no | Retired or fuel switch | retired | 0 | 0 | 0 | 0 | 847467 | 725634 | 830154 | 1044615 | 1438267 | 734213 | 155528 | 34406 | 6775 | 2314 | 1635 | 1305 | 24671 | 14640 | 79635 |  |  | 0 | 0 | 0 | 0 | 1270 | 333 | 440 | 59 | 14 | 4 | 0 | 0 | 1530 | 405 | 5 | 1 | 0 | 0 | 0 | 0 | 0.026 |  | 11.5 | 16.3 | 15.6 | 10.9 | 11.7 | 19.2 | 36 |  | DE 1481 | DE0542; DE0545; DE0543; DE0544 | 44732 | 46 | 18 | 33 | 14339 | 786 | 68674 | 132262
DE-233 | Wilhelmshaven | Germany | EU | Hard coal | Uniper | 53.565 | 8.1469 | 1976 | 8888 | 2020-07-03 | no | Open | operational | 1 | 0 | 788.1 | 0 | 3424354 | 3553304 | 3141009 | 3761046 | 3411203 | 3098047 | 4099227 | 3540403 | 3964501 | 3247055 | 2931068 | 2811433 | 1322071 | 1629777 | 429912 | 1386 | 2183 | 1823 | 1994 | 1698 | 1566 | 1361.448 | 727.369 | 2045 | 2648 | 2318 | 2397 | 2031 | 1989 | 1832.734 | 904.814 | 136 | 163 | 72 | 49 | 33 | 61 | 100.939 | 7.469 | 29.9 | 38.9 | 18.8 |  |  | 27.1 | 31.2 | 19 | DE 969 | DE0551; DE0550 | 43585 | 54 | 22 | 39 | 16592 | 919 | 81371 | 156799
DE-234 | Wolfsburg North | Germany | EU | Hard coal | Volkswagen AG | 52.4317 | 10.787 | 2000 | 2022 | 2018-03-08 | no | Open | operational | 2 | 0 | 140 | 0 | 809562 | 725114 | 742994 | 730592 | 725456 | 817817 | 790396 | 776041 | 825081 | 780774 | 778198 | 757722 | 774121 | 782255 | 739719 | [6 empty] | 447.16 | 456.838 | [6 empty] | 369.1 | 372.978 | [6 empty] | 6.97 | 7.121 | [8 empty] | DE 1527 |  |  | 13 | 6 | 10 | 4477 | 243 | 19999 | 38359
DE-236 | Wolfsburg West | Germany | EU | Hard coal | Volkswagen AG | 52.4295 | 10.7683 | 1985 | 2022 | 2018-03-08 | no | Open | operational | 2 | 0 | 306 | 0 | 1488662 | 1438767 | 1398892 | 1521587 | 1431245 | 1781941 | 1829883 | 1556344 | 1610447 | 1841809 | 1847361 | 1797455 | 1721936 | 1688622 | 1668927 | 1714 | 1960 | 1762 | 1860 | 1188 | 1457 | 1002.67 | 1027.19 | 1535 | 1659 | 1406 | 1511 | 1575 | 1626 | 1645.1 | 1596.42 | 72 | 58 | 53 | 66 | 67 | 65 | 29.69 | 24.52 | [8 empty] | DE 1515 | DE0557; DE0556 | 43302 | 45 | 17 | 32 | 13044 | 724 | 66309 | 128072
DE-238 | Wuppertal-Elberfeld | Germany | EU | Hard coal | WSW Wuppertaler Stadtwerke GmbH | 51.2482 | 7.1201 | 1989 | 2018 | 2018-07-07 | no | Retired or fuel switch | retired | 0 | 0 | 0 | 0 | 458629 | 549673 | 474767 | 363816 | 444519 | 468354 | 402906 | 480592 | 418879 | 432319 | 446963 | 437320 | 356373 | 182301 |  | 232 | 177 | 203 | 177 | 198 | 177 | 187 | 191 | 291 | 220 | 271 | 215 | 202 | 228 | 271 | 256 | 4 | 5 | 7 | 4 | [12 empty] | DE 883 | DE0565 | 43758 | 8 | 3 | 5 | 2275 | 125 | 11291 | 21786
DE-243 | Zolling-Leininger | Germany | EU | Hard coal | Riverstone | 48.4552 | 11.7995 | 1986 | 8888 | 2020-07-03 | no | Open | operational | 1 | 0 | 474 | 0 | 1972741 | 1798761 | 2024340 | 2129345 | 1968608 | 1582093 | 1346754 | 2008404 | 2022675 | 1778371 | 1740813 | 1639527 | 1502946 | 1237777 | 929686 | 0 | 0 | 1 |  | 0 | 0 | 943 | 829 | 4 | 4 | 10 |  | 1 | 4 | 1200 | 967 | 0 | 0 | 0 | [6 empty] | 42 | 11.3 | 11.1 | 43 |  | 40.9 |  | DE 963 | DE0571 | 256988 | 27 | 12 | 22 | 9557 | 469 | 40672 | 77746
DE-246 | Hamburg-Moorburg | Germany | EU | Hard coal | Vattenfall | 53.4897 | 9.9482 | 2015 | 9999 | 2020-07-03 | no | Open | operational | 2 | 0 | 1640 | 0 | CO2 emissions (EU only) 2013: 121753; CO2 emissions (EU only) 2014: 1563058; CO2 emissions (EU only) 2015: 4475585; CO2 emissions (EU only) 2016: 5547941; CO2 emissions (EU only) 2017: 6157809; CO2 emissions (EU only) 2018: 6247591; CO2 emissions (EU only) 2019: 4740368 | [6 empty] | 1020 | 1020 | [6 empty] | 1360 | 1390 | [6 empty] | 64.9 | 52.8 | [5 empty] | 30.3 | 19 | 29.8 | DE 206180 |  | 293020 | 38 | 15 | 27 | 9957 | 597 | 55888 | 108165
DE-247 | Wilhelmshaven Engie | Germany | EU | Hard coal | Riverstone | 53.5788 | 8.1327 | 2015 | 9999 | 2020-07-03 | no | Open | operational | 1 | 0 | 794.5652 | 0 | CO2 emissions (EU only) 2013: 101548; CO2 emissions (EU only) 2014: 1169342; CO2 emissions (EU only) 2015: 2656618; CO2 emissions (EU only) 2016: 1069696; CO2 emissions (EU only) 2017: 2114040; CO2 emissions (EU only) 2018: 1938111; CO2 emissions (EU only) 2019: 1398848 |  |  |  | 14 | 207 | 403 | 166.243 | 364 |  |  |  | 124 | 694 | 757 | 300.508 | 647 |  |  |  | 0 | 5 | 12 | 2.731 | 5.397 |  |  |  |  | 15.3 | 36.3 | 17.5 | 22 | DE 205778 | DE0810 | 200943 | 8 | 3 | 6 | 2251 | 125 | 11649 | 22522
DE-249 | Frankfurt/Oder | Germany | EU | Lignite | City of Frankfurt (Oder) | 52.3182 | 14.5315 | 1997 | 2022 | 2018-08-07 | no | Open | operational | 1 | 0 | 49 | 0 | 210768 | 208227 | 192361 | 182064 | 184442 | 192007 | 176903 | 179881 | 177996 | 161046 | 168087 | 175163 | 164665 | 168416 | 147129 | 131 | 156 | 162 | 153 | 184 | 195 | 173.863 | 163.443 | 153 | 140 | 139 | 137 | 146 | 143 | 148.416 | 141 | 0 | 0 | 0 | 0 | 1 | 0 | 0.61 | 0.573 | [8 empty] | DE 865 | DE0182 | 46316 | 4 | 2 | 3 | 1497 | 73 | 6139 | 11704
DE-250 | Stuttgart-Gaisburg | Germany | EU | Hard coal | EnBW | 48.7827 | 9.2312 | 2009 | 2018 | 2018-03-18 | no | Retired or fuel switch | retired | 0 | 0 | 0 | 0 | 142915 | 154244 | 109716 | 130531 | 145845 | 190272 | 143252 | 167931 | 162259 | 153309 | 167006 | 128783 | 149856 | 110469 | 8788 | 97 | 52 | 64 | 70 | 75 | 80 | 66.33 | 81.58 | 66 | 42 | 45 | 39 | 53 | 56 | 39.99 | 52.25 | 0 | 1 | 1 | 1 |  |  | 0.83 | 1.03 | [8 empty] | DE 1458 | DE0502 |  | 2 | 1 | 1 | 610 | 33 | 2580 | 4933
DE-251 | Fortuna Nord | Germany | EU | Lignite | RWE | 50.9869 | 6.6581 | 1984 | 8888 | 2020-07-03 | no | Open | operational | 1 | 0 | 16.3043 | 0 | 1060298 | 977009 | 1033304 | 419805 | 362076 | 424397 | 426286 | 426286 | 442684 | 487027 | 426329 | 409274 | 400907 | 371026 | 369590 | [6 empty] | 776 | 752 | [6 empty] | 280 | 290 | [6 empty] | 148 | 143 | 20.9 | 21.3 | 18.7 | 15.5 | 14.4 | 14.8 | 14 | 14.4 | DE 1602 |  | 44485 | 19 | 10 | 13 | 7189 | 394 | 29164 | 55454
DE-252 | Huerth Ville/Berrenrath | Germany | EU | Lignite | RWE | 50.8671 | 6.8361 | 1991 | 8888 | 2020-07-03 | no | Open | operational | 1 | 0 | 56.5217 | 0 | 1016733 | 1020873 | 1105032 | 1038219 | 841867 | 826218 | 854622 | 992342 | 1079838 | 1064974 | 957744 | 805275 | 825612 | 1003949 | 938525 | [32 empty] | DE 1604
DK-4 | Ostkraft | Denmark | EU | Hard coal | Bornholms Energi & Forsyning | 55.0928 | 14.6961 | 1995 | 2016 | 2016-11-30 | no | Retired or fuel switch | no longer coal | 0 | 0 | 0 | 0 | 68320 | 79355 | 57270 | 64917 | 71837 | 80708 | 48195 | 48744 | 67007 | 40855 | 45809 | 49648 | 32480 | [34 empty] | DK 91
DK-5 | Esbjerg | Denmark | EU | Hard coal | Orsted | 55.4551 | 8.4578 | 1992 | 2023 | 2017-11-08 | 2030 | Open | operational | 1 | 0 | 407 | 0 | 1502942 | 2042001 | 1806807 | 1158930 | 1318927 | 1322607 | 1832387 | 1620813 | 2045749 | 1448072 | 875783 | 1212705 | 767819 | 1066679 | 714748 | 99 | 115 | 112 | 131 | 87 | 54 | 144 | 87 | 320 | 516 | 570 | 691 | 415 | 148 | 200 | 132 | 26 | 43 | 20 | 34 | 18 | 14 | 15 | 13 | 10.7 | 15.8 |  | 13.1 |  |  | 10.3 |  | DK 80 | DK0013 | 6879 | 5 | 2 | 4 | 1397 | 84 | 7852 | 15202
DK-8 | Avedore | Denmark | EU | Hard coal | Orsted | 55.6021 | 12.4837 | 1990 | 2016 | 2016-12-13 | no | Retired or fuel switch | no longer coal | 0 | 0 | 0 | 0 | 902466 | 1425592 | 2192353 | 1890106 | 1772512 | 1625381 | 1543126 | 1007432 | 1458805 | 884002 | 721170 | 593983 | 337418 |  |  | 74 | 56 | 61 | 459 | 225 | 272 | 141 |  | 660 | 680 | 363 | 721 | 470 | 508 | 597 |  | 13 | 9 | 7 | 67 | 32 | 13 | 15 |  | 10.6 | 10.4 | [6 empty] | DK 42 | DK0023; DK0022; DK0024; DK0025 | 9893 | 9 | 3 | 7 | 2393 | 143 | 13456 | 26056
DK-10 | Asnaes | Denmark | EU | Hard coal | Orsted | 55.6615 | 11.0848 | 1962 | 2023 | 2017-11-08 | 2030 | Open | operational | 3 | 0 | 1057 | 0 | 2499732 | 4167135 | 3246567 | 2484733 | 2430356 | 1929476 | 1607061 | 727317 | 1179576 | 943707 | 695549 | 952588 | 1048994 | 878395 | 173323 |  |  |  | 116 | 91 | 67 | 83.5 | 120 |  |  |  | 1607 | 1048 | 852 | 1007.6 | 908 |  |  |  | 17 | 18 | 3 | 8.6 | 8 | 16.6 | 15.8 | 10.3 | 12.3 |  |  |  |  | DK 48 | DK0014; DK0015 | 9603 | 12 | 4 | 8 | 3088 | 184 | 17367 | 33632
DK-11 | Amager | Denmark | EU | Hard coal | HOFOR | 55.686 | 12.6276 | 1989 | 2020 | 2019-06-30 | 2030 | Retired or fuel switch | no longer coal | 0 | 0 | 0 | 0 | 1242910 | 1494879 | 1335663 | 1089604 | 1684995 | 1397806 | 1254754 | 994804 | 1232563 | 1262754 | 862186 | 1109048 | 962853 | 1038454 | 517870 | 304 | 333 | 216 | 222 | 221 | 90 | 115.5 | 107 | 421 | 282 | 410 | 604 | 602 | 414 | 256.4 | 208.3 | 22 | 30 | 26 | 112 | 112 | 79 | 63.5 | 32.9 |  |  |  |  | 13.6 |  |  |  | DK 52 | DK0083; DK0082 | 237716 | 5 | 2 | 4 | 1431 | 86 | 8018 | 15512
DK-14 | Fyns | Denmark | EU | Hard coal | Funen district heating | 55.4294 | 10.4102 | 1991 | 2022 | 2020-05-26 | 2030 | Open | operational | 1 | 0 | 362 | 0 | 1771954 | 2118231 | 1802814 | 1964639 | 1956875 | 1996064 | 1329553 | 1636993 | 1659785 | 1254385 | 901683 | 1155662 | 1053586 | 747392 | 559517 |  |  |  | 272 | 123 | 107 | 105.822 | 96.78 |  |  |  | 410 | 387 | 129 | 142.467 | 166.96 |  |  |  | 53 | 21 | 10 | 18.7554 | 22.525 | [8 empty] | DK 69 | DK0087; DK0088 |  | 4 | 1 | 3 | 1025 | 61 | 5756 | 11143
DK-16 | Stigsnaes | Denmark | EU | Hard coal |  | 55.2072 | 11.2513 | 1966 | 2012 |  | no | Retired or fuel switch | retired | 0 | 0 | 0 | 0 | 621590 | 1647231 | 903489 | 579664 | 216269 | 155899 | 18400 | 13049 | 75 | [38 empty] | DK 49
DK-17 | Studstrup | Denmark | EU | Hard coal | Orsted | 56.2515 | 10.3438 | 1984 | 2016 | 2016-10-10 | no | Retired or fuel switch | no longer coal | 0 | 0 | 0 | 0 | 2227935 | 3138306 | 2339894 | 2743711 | 2624864 | 2470171 | 2226004 | 2197138 | 2555142 | 1849965 | 1477579 | 1380714 | 475338 |  |  | 90 | 151 | 188 | 310 | 164 | 167 | 183 | 0 | 578 | 685 | 430 | 471 | 254 | 259 | 253 |  | 29 | 42 | 54 | 69 | 78 | 34 | 7 |  | 18.6 | 15 | 21 | 17.2 |  | 11.6 | 11.6 | 10.2 | DK 71 | DK0035 | 10313 | 7 | 3 | 5 | 1757 | 105 | 9881 | 19135
DK-19 | Nordjylland | Denmark | EU | Hard coal | Aalborg Forsyning | 57.0776 | 10.0404 | 1998 |  |  | 2030 | Open | operational | 1 | 0 | 411 | 0 | 1862211 | 2629588 | 2760325 | 2018875 | 2377528 | 2694732 | 1790296 | 1401217 | 2167889 | 2038561 | 1269764 | 1633507 | 1142840 | 1222200 | 768432 |  |  |  | 68 | 99 | 36 | 36.3 | 17 |  |  |  | 131 | 146 | 106 | 198.6 | 166 |  |  |  | 217 | 78 | 20 | 56.7 | 44 | [8 empty] | DK 78 | DK0085 |  | 3 | 1 | 2 | 797 | 48 | 4460 | 8622
EL-1 | Agios Dimitrios | Greece | EU | Lignite | PPC | 40.3938 | 21.9251 | 1984 | 2023 | 2019-12-31 | no | Open | operational | 5 | 0 | 1595 | 0 | 13629229 | 12362217 | 12954019 | 11803191 | 12919320 | 14292671 | 14228640 | 14732181 | 13105386 | 11810688 | 10558256 | 9050119 | 8936672 | 9226694 | 6841570 | 46386 | 30073 | 28930 | 28162 | 15432 | 15780 | 5970 | 12824 | 20258 | 20962 | 17671 | 14690 | 13173 | 10999 | 8699 | 8237 | 861 | 971 | 730 | 456 | 769 | 457 | 653 | 573 | 1020 | 1010 | 1030 | 405 | 369.69 | 341 | 290 | 246 | GR 15 | GR0021; GR0022; GR0023 | 14245 | 58 | 41 | 53 | 17601 | 2418 | 92983 | 173681
EL-2 | Amintaio | Greece | EU | Lignite | PPC | 40.6193 | 21.6829 | 1987 | 2020 | 2019-12-31 | no | Open | operational | 2 | 0 | 600 | 0 | 5124545 | 5119688 | 3922271 | 5256992 | 4396383 | 4609479 | 5056625 | 5016496 | 4197293 | 4095373 | 3743116 | 2652482 | 2751115 | 2421059 | 1568947 | 37866 | 31904 | 20000 | 8558 | 17354 | 15277 | 9917 | 8541 | 4436 | 5064 | 3242 | 2718 | 3146 | 3193 | 2309 | 2136 | 820 | 662 | 430 | 380 | 923 | 683 | 564 | 541 | 219 | 229 | 219 | 182 | 194 | 171 | 112 | 118 | GR 16 | GR0027 | 14254 | 65 | 39 | 61 | 21985 | 2333 | 104677 | 194844
EL-3 | Melitis (Florina) | Greece | EU | Lignite | PPC | 40.811 | 21.601 | 2003 | 2023 | 2019-12-31 | no | Open | operational | 1 | 0 | 330 | 0 | 1955721 | 1723533 | 2031377 | 1846726 | 1875199 | 2196000 | 1900480 | 1877823 | 1452834 | 2098480 | 1605506 | 1557925 | 2273794 | 1876833 | 1412168 | 2057 | 1578 | 710 | 494 | 940 | 1059 | 848.9261 | 1803 | 1197 | 1057 | 941 | 877 | 907 | 694 | 669 | 1246 | 42 | 51 | 28 | 15 | 15 | 12 | 8.9856 | 10 | 143 | 121 | 102 | 25.4 | 35.3 | 27.1 | 23.7 | 36.9 | GR 19 | GR0051 | 14255 | 6 | 4 | 6 | 2039 | 257 | 10235 | 19069
EL-4 | Kardia | Greece | EU | Lignite | PPC | 40.41 | 21.786 | 1980 | 2021 | 2019-12-31 | 2028 | Open | operational | 2 | 0 | 650 | 0 | 9815429 | 8763371 | 9505560 | 9644380 | 9646055 | 8399515 | 9285357 | 10635171 | 8905278 | 8548594 | 8870729 | 5589447 | 6397011 | 5791829 | 2870188 | 4116 | 7715 | 8718 | 3791 | 5276 | 6924 | 3080 | 3340 | 9566 | 9377 | 8654 | 9925 | 8226 | 8063 | 5210 | 5520 | 2407 | 2417 | 3077 | 5582 | 4034 | 1675 | 778 | 1640 | 142 | 143 | 158 | 91.7 | 95.3 | 103 | 74.99 | 89.7 | GR 14 | GR0030; GR0029; GR0031; GR0032 | 14247 | 35 | 24 | 30 | 10373 | 1406 | 55466 | 103764
EL-5 | Ptolemaida | Greece | EU | Lignite | PPC | 40.4809 | 21.7269 | 2022 | 2028 | 2019-12-31 | no | Construction | construction | 0 | 1 | 0 | 660 | 3487897 | 3839630 | 4330643 | 5150138 | 5027815 | 4204275 | 4376666 | 4068466 | 3406363 | 2541516 | [5 empty] | 4865 | 7415 | 8296 | 5200 | 1642 |  |  |  | 3946 | 3704 | 2434 | 1811 | 2002 |  |  |  | 6803 | 7553 | 7048 | 5625 | 6463 | [11 empty] | GR 13 | GR0054; GR0053; GR0052
EL-6 | Liptol | Greece | EU | Lignite |  | 40.4742 | 21.7367 | 1959 | 2013 |  | no | Retired or fuel switch | retired | 0 | 0 | 0 | 0 | 358515 | 282003 | 335340 | 250409 | 233999 | 153502 | 158900 | 152349 | 117887 | [6 empty] | 213 | 140 | 128 | 105 |  |  |  |  | 180 | 180 | 176 | 143 |  |  |  |  | 103 | 77 | 44 | 34 | [12 empty] | GR 12 | GR0046
EL-7 | Megalopoli A | Greece | EU | Lignite | PPC | 37.418 | 22.109 | 1975 | 2022 | 2019-12-31 | no | Open | deactivated | 1 | 0 | 300 | 0 | 5518005 | 5072642 | 5672797 | 5300608 | 4461751 | 3422835 | 3076864 | 3237667 | 2402432 | 2782295 | 2422022 | 1898669 | 2624012 | 2449712 | 2060591 | 47936 | 15360 | 1290 | 842 | 1594 | 1131 | 886 | 1199 | 2515 | 1978 | 1399 | 963 | 1304 | 899 | 758 | 1033 | 1927 | 790 | 36 | 42 | 24 | 37 | 41.9626 | 56 | 119 | 95 | 113 | 79 | 94.6 | 96.6 | 62.8 | 81.2 | GR 17 | GR0049; GR0048; GR0047 | 14192 | 7 | 5 | 7 | 2226 | 280 | 11259 | 20992
EL-8 | Megalopoli B | Greece | EU | Lignite | PPC | 37.416 | 22.067 | 1991 | 2023 | 2019-12-31 | no | Open | deactivated | 1 | 0 | 300 | 0 | 3151497 | 3422536 | 3329512 | 2190791 | 2914168 | 2694745 | 3009880 | 2658081 | 2847872 | 2418698 | 2205148 | 2378802 | 2609505 | 956916 | 606735 | 2324 | 1396 | 1525 | 1168 | 1049 | 1957 | 893 | 1159 | 1718 | 3962 | 2445 | 1867 | 1373 | 914 | 1342 | 1376 | 162 | 231 | 103 | 91 | 78 | 53 | 89.684 | 86 | 133 | 139 | 130 | 143 | 129 | 106 | 114 | 110 | GR 18 | GR0050 | 14191 | 9 | 6 | 8 | 2637 | 366 | 13968 | 26090
ES-3 | Alcudia II | Spain | EU | Hard coal | Endesa | 39.8106 | 3.0913 | 1997 | 2025 | 2019-02-12 | no | Open | operational | 2 | 0 | 260 | 0 | 3351767 | 3180168 | 3028230 | 3237556 | 3363927 | 3302849 | 3000315 | 2902413 | 2521852 | 2347959 | 1987163 | 2362349 | 2662587 | 2439588 | 1951802 |  |  |  | 4689 | 4596 | 3118 | 4944.2 | 4615.8 |  |  |  | 3005 | 3162 | 1866 | 2763.6 | 3108.6 |  |  |  | 156 | 157 | 103 | 91.7 | 99.9 | 37.4 | 16.2 | 27.8 | 14.3 | 13.7 | 12 | 15 | 14.6 | ES 680 | ES0229; ES0227; ES0228; ES0226 | 6617 | 40 | 29 | 33 | 14981 | 1332 | 64963 | 121113
ES-6 | Teruel/Andorra | Spain | EU | Lignite | Endesa | 40.9971 | -0.3806 | 1979 | 2020 | 2020-06-30 | no | Retired or fuel switch | retired | 0 | 0 | 0 | 0 | 7350920 | 6347323 | 6785883 | 4707027 | 2608886 | 1702691 | 5959105 | 4668925 | 3632387 | 4787410 | 4663461 | 3366529 | 4810192 | 3127503 | 1621547 | 11237 | 31652 | 23267 | 25487 | 36152 | 36157 | 16571.89 | 20608.68 | 4891 | 16513 | 12931 | 7525 | 9557 | 9488 | 5369.17 | 5890.67 | 153 | 596 | 460 | 371 | 596 | 551 | 229.17 | 352 | 39.9 | 138 | 93.2 | 67.4 | 84.1 | 78.5 | 57.1 | 75.2 | ES 173 | ES0116 | 8966 | 126 | 88 | 103 | 47858 | 4008 | 202897 | 377953
ES-7 | As Pontes | Spain | EU | Hard coal | Endesa | 43.4433 | -7.8608 | 1976 |  |  | no | Open | operational | 4 | 0 | 1468.5 | 0 | 9324833 | 9122201 | 8916048 | 7026553 | 5215362 | 4457122 | 6640647 | 8944441 | 6610765 | 6909512 | 7542286 | 6930136 | 8115483 | 7936709 | 2314687 | 3697 | 6956 | 10182 | 6826 | 7109 | 10409 | 10036.53 | 12347.02 | 6268 | 8869 | 11097 | 8477 | 9168 | 9529 | 8108.56 | 8652.48 | 298 | 373 | 620 | 435 | 305 | 225 | 247.77 | 355 | 36.9 | 53.9 | 70 | 50.8 | 51.3 | 54.4 | 48.4 | 55.6 | ES 647 | ES0120 | 8972 | 88 | 66 | 73 | 31943 | 2998 | 141505 | 264014
ES-10 | Litoral | Spain | EU | Hard coal | Endesa | 36.9802 | -1.9037 | 1984 |  |  | no | Open | operational | 2 | 0 | 1159 | 0 | 7243470 | 6326518 | 7426267 | 4995507 | 5085432 | 3838520 | 4418555 | 5763041 | 5304960 | 5005892 | 6440967 | 4544969 | 5484871 | 6268515 | 1671968 | 6867 | 8662 | 11527 | 10214 | 9872 | 14830 | 7587.01 | 2738.78 | 5932 | 7159 | 8992 | 7328 | 7150 | 10170 | 6436.62 | 5273.47 | 243 | 119 | 263 | 329 | 159 | 216 | 131.62 | 93.34 | 46 | 51.8 | 65.5 | 59.3 | 27.5 | 37.5 | 25.9 | 27 | ES 43 | ES0123 | 8973 | 67 | 50 | 56 | 24225 | 2295 | 107572 | 200711
ES-11 | Abono | Spain | EU | Hard coal | EDP España | 43.5527 | -5.7235 | 1974 |  |  | no | Open | operational | 2 | 0 | 916.2 | 0 | 7949095 | 6960496 | 7898487 | 6598838 | 5718881 | 4621665 | 5543396 | 6165633 | 6863160 | 6785247 | 7545959 | 5536720 | 8190417 | 7075973 | 4854228 | 4435 | 4785 | 9463 | 7123 | 7324 | 8488 | 6131.84 | 7619.62 | 4649 | 6470 | 7813 | 8845 | 8188 | 9036 | 4661.19 | 4824.61 | 210 | 223 | 368 | 420 | 335 | 646 | 584.47 | 537.91 |  | 12 | 12 | 54 | 40 | 26 | 20 | 21 | ES 201 | ES0100; ES0099 | 8521 | 56 | 41 | 45 | 20104 | 1849 | 89366 | 166829
ES-12 | Cercs | Spain | EU | Lignite |  | 42.1757 | 1.8568 | 1971 | 2011 |  | no | Retired or fuel switch | retired | 0 | 0 | 0 | 0 | CO2 emissions (EU only) 2005: 891905; CO2 emissions (EU only) 2006: 1022993; CO2 emissions (EU only) 2007: 732426; CO2 emissions (EU only) 2008: 423328; CO2 emissions (EU only) 2009: 395150; CO2 emissions (EU only) 2010: 535477; CO2 emissions (EU only) 2011: 15326 | 3756 | 34 | [6 empty] | 2363 | 32 | [6 empty] | 344 | 17 | [14 empty] | ES 430 | ES0088
ES-13 | Escatron-5 | Spain | EU | Lignite |  | 41.2808 | -0.2178 | 1953 | 2006 |  | no | Retired or fuel switch | retired | 0 | 0 | 0 | 0 | CO2 emissions (EU only) 2005: 67133; CO2 emissions (EU only) 2006: 5556 | [8 empty] | 23 | 7 | 7 | 3 | 16 | 8 | [18 empty] | ES 174 | ES0178; ES0176; ES0174; ES0175; ES0177; ES0171; ES0173; ES0172
ES-15 | Escucha | Spain | EU | Lignite |  | 41.2966 | -0.8163 | 1970 | 2012 |  | no | Retired or fuel switch | retired | 0 | 0 | 0 | 0 | CO2 emissions (EU only) 2005: 982336; CO2 emissions (EU only) 2006: 947485; CO2 emissions (EU only) 2007: 404548; CO2 emissions (EU only) 2008: 834231; CO2 emissions (EU only) 2009: 398515; CO2 emissions (EU only) 2010: 144638; CO2 emissions (EU only) 2011: 418959; CO2 emissions (EU only) 2012: 390838 | 6314 | 17217 | 18243 | [5 empty] | 690 | 1864 | 2200 | [5 empty] | 91 | 407 | 357 | [13 empty] | ES 175 | ES0086
ES-16 | Puente Nuevo | Spain | EU | Hard coal | Viesgo | 38.1129 | -4.9334 | 1966 | 2020 | 2020-06-30 | no | Retired or fuel switch | retired | 0 | 0 | 0 | 0 | 2126527 | 1407854 | 1919952 | 36162 | 513895 | 576932 | 1165399 | 1045096 | 620222 | 1027984 | 1593746 | 848565 | 1350657 | 960951 | 558983 | 1021 | 748 | 1017 | 927 | 1232 | 1736 | 594.1 | 1043.5 | 848 | 1654 | 1168 | 716 | 1330 | 2516 | 1228.7 | 1425.9 | 90 | 299 | 255 | 182 | 213 | 307 | 122.2 | 71.32 |  | 11.5 | 10.6 | [5 empty] | ES 45 | ES0087 | 7690 | 8 | 6 | 6 | 2505 | 276 | 12080 | 22619
ES-18 | Lada | Spain | EU | Hard coal | Iberdrola | 43.2964 | -5.6825 | 1981 | 8888 | 2020-06-30 | no | Open | deactivated | 1 | 0 | 358 | 0 | 2837088 | 1806590 | 2712072 | 795797 | 668138 | 653487 | 632140 | 1740137 | 1299768 | 1269693 | 1761226 | 1170106 | 1526966 | 1215185 | 1215185 | 488 | 63 | 1393 | 1406 | 1494 | 2043 | 1343.4 | 2012.233 | 1594 | 1286 | 3958 | 2925 | 2680 | 3519 | 2075.2 | 1182.552 | 39 | 56 | 183 | 150 | 114 | 70 | 49.991 | 53.239 | 28.7 | 28.3 | 78.3 |  |  |  | 88.8 |  | ES 206; ES 207 | ES0132; ES0131 | 9010 | 14 | 11 | 12 | 4869 | 517 | 22687 | 42401
ES-19 | La Robla | Spain | EU | Hard coal | Naturgy | 42.7946 | -5.6314 | 1971 | 2020 | 2020-06-30 | no | Retired or fuel switch | retired | 0 | 0 | 0 | 0 | 4196260 | 3554304 | 3428296 | 3048474 | 743673 | 28196 | 963008 | 2229073 | 1588966 | 1572487 | 2587314 | 1527964 | 1619180 | 858715 | 189999 | 101 | 1045 | 3064 | 2243 | 5004 | 5224 | 2647.1 | 3536.1 | 63 | 2970 | 7354 | 5487 | 6066 | 7742 | 4547.9 | 4171.1 | 12 | 104 | 420 | 506 | 421 | 775 | 252.1 | 265.13 |  | 45.2 | 22.3 | 14.8 | 13.4 | 21.3 | 65.6 | 71.8 | ES 274 | ES0115; ES0114 | 8959 | 30 | 24 | 25 | 10124 | 1090 | 47778 | 89358
ES-20 | Los Barrios | Spain | EU | Hard coal | Viesgo | 36.1837 | -5.4184 | 1985 |  |  | no | Open | operational | 1 | 0 | 588.98 | 0 | 3533650 | 3340822 | 3718138 | 1821493 | 2731918 | 2191912 | 2143515 | 3130102 | 2530651 | 2678793 | 3499191 | 2228648 | 2916517 | 2841694 | 630376 | 1660 | 1716 | 3498 | 2221 | 2330 | 3241 | 1079.3 | 1334.1 | 4223 | 3756 | 5258 | 4334 | 3813 | 5495 | 2959.2 | 2578.2 | 126 | 114 | 194 | 181 | 170 | 188 | 113.39 | 219.9 |  |  | 104 |  | 39.9 | 51.5 | 34.2 | 44.4 | ES 44 | ES0117 | 8967 | 15 | 13 | 12 | 4776 | 573 | 23587 | 44175
ES-22 | Meirama | Spain | EU | Hard coal | Naturgy | 43.1702 | -8.4106 | 1980 | 2020 | 2020-06-30 | no | Retired or fuel switch | retired | 0 | 0 | 0 | 0 | 4221684 | 3847539 | 5132091 | 311624 | 1481372 | 769275 | 997933 | 2582171 | 2234143 | 2192577 | 3016683 | 2200483 | 2382717 | 2241920 | 204154 | 1429 | 2440 | 7548 | 5282 | 5789 | 9730 | 6136.5 | 5778.5 | 1011 | 1236 | 3490 | 3474 | 3536 | 5983 | 4461.1 | 3484.6 | 72 | 89 | 424 | 361 | 352 | 577 | 542.9 | 557.4 | 22 |  | 23.5 | 35 | 99 | 136 | 98.9 | 108 | ES 648 | ES0110 | 8957 | 55 | 40 | 44 | 19930 | 1822 | 88309 | 164833
ES-23 | Soto de Ribera | Spain | EU | Hard coal | EDP España | 43.3116 | -5.8732 | 1984 |  |  | no | Open | operational | 1 | 0 | 350 | 0 | 4198463 | 3751284 | 3362870 | 1365927 | 1318342 | 884421 | 1217783 | 1500617 | 1066475 | 1356362 | 2925818 | 1052051 | 1414336 | 1005791 | 63661 | 1672 | 1525 | 2717 | 2437 | 3099 | 5072 | 364.9 | 596.78 | 1996 | 2181 | 3286 | 2494 | 3108 | 5395 | 958.35 | 852.92 | 94 | 54 | 187 | 176 | 225 | 294 | 27.18 | 20.57 | [8 empty] | ES 203 | ES0098; ES0097 |  | 5 | 4 | 4 | 1571 | 187 | 7719 | 14453
ES-24 | Pasajes | Spain | EU | Hard coal |  | 43.3255 | -1.9092 | 1968 | 2012 |  | no | Retired or fuel switch | retired | 0 | 0 | 0 | 0 | CO2 emissions (EU only) 2005: 1328347; CO2 emissions (EU only) 2006: 1123589; CO2 emissions (EU only) 2007: 1304330; CO2 emissions (EU only) 2008: 600509; CO2 emissions (EU only) 2009: 494061; CO2 emissions (EU only) 2010: 476758; CO2 emissions (EU only) 2011: 335843; CO2 emissions (EU only) 2012: 954070 | 1091 | 830 | 2459 | [5 empty] | 1591 | 1305 | 3704 | [5 empty] | 36 | 40 | 122 | [13 empty] | ES 771 | ES0144
ES-25 | Anllares | Spain | EU | Hard coal | Naturgy | 42.8386 | -6.5312 | 1982 | 2018 | 2018-11-29 | no | Retired or fuel switch | retired | 0 | 0 | 0 | 0 | 2453290 | 2112535 | 2236103 | 2020466 | 274871 | 445 | 1628046 | 1591269 | 822630 | 1167014 | 729054 | 1059030 | 948950 | 257179 |  |  | 12749 | 11489 | 6228 | 10289 | 6356 | 8457.5 | 8384.7 |  | 9324 | 9180 | 4770 | 6596 | 4193 | 5895.3 | 5768.3 |  | 474 | 358 | 220 | 440 | 456 | 399.1 | 700.8 | 2.09 | 38 | 11.9 | 14.3 |  |  |  |  | ES 273 | ES0103 | 8867 | 73 | 54 | 60 | 26715 | 2441 | 117587 | 219375
ES-27 | Compostilla II | Spain | EU | Hard coal | Endesa | 42.6275 | -6.5633 | 1961 | 2020 | 2020-02-06 | no | Retired or fuel switch | retired | 0 | 0 | 0 | 0 | 7716629 | 6119184 | 5974704 | 5941881 | 2643249 | 209023 | 4899033 | 5052107 | 2411883 | 4215702 | 4233843 | 3111028 | 2795288 | 1871082 | 3 | 244 | 10672 | 13434 | 6778 | 12607 | 12597 | 9653.75 | 7018.85 | 500 | 14011 | 15198 | 7579 | 14457 | 11344 | 6268.7 | 5326.27 | 22 | 797 | 865 | 561 | 1027 | 286 | 72.089 | 265 |  | 210 | 244 | 135 | 226 | 218 | 140 | 23.2 | ES 270 | ES0119; ES0118 | 8971 | 80 | 59 | 67 | 29562 | 2688 | 129028 | 240586
ES-28 | Puertollano | Spain | EU | Hard coal |  | 38.6505 | -4.1218 | 1972 | 2013 |  | no | Retired or fuel switch | retired | 0 | 0 | 0 | 0 | 1193541 | 562635 | 1039547 | 265478 | 89904 | 230799 | 68575 | 545232 | 23280 | [6 empty] | 938 | 326 | 2478 | 104 |  |  |  |  | 938 | 296 | 2069 | 90 |  |  |  |  | 80 | 20 | 161 | 7 | [12 empty] | ES 323 | ES0089
ES-30 | Bahia de Algeciras | Spain | EU | Hard coal |  | 36.184 | -5.388 | 1970 | 2007 |  | no | Retired or fuel switch | retired | 0 | 0 | 0 | 0 | CO2 emissions (EU only) 2005: 784539; CO2 emissions (EU only) 2006: 211016; CO2 emissions (EU only) 2007: 6225 | [32 empty] | ES 54
ES-31 | Narcea | Spain | EU | Hard coal | Naturgy | 43.292 | -6.3947 | 1965 | 2020 | 2020-06-30 | no | Retired or fuel switch | retired | 0 | 0 | 0 | 0 | 3103188 | 2677815 | 3440880 | 2292524 | 803929 | 1743 | 1349860 | 1710500 | 902695 | 935873 | 1786748 | 1369650 | 1195565 | 371070 | 321661 | 0 | 822 | 1152 | 973 | 1132 | 1259 | 926 | 1003 | 0 | 5456 | 6950 | 3413 | 3441 | 7061 | 5769.1 | 3666.1 |  | 45 | 60 | 38 | 42 | 84 | 57.35 | 63.545 |  |  | 14.8 | 24.6 | 29.2 | 36.4 | 16.2 | 15.2 | ES 208; ES 210; ES 209 | ES0113; ES0112; ES0111 | 8958 | 20 | 19 | 17 | 5869 | 858 | 31591 | 59299
ES-33 | Velilla | Spain | EU | Hard coal | Iberdrola | 42.8183 | -4.8544 | 1964 | 2020 | 2020-06-30 | no | Retired or fuel switch | retired | 0 | 0 | 0 | 0 | 2717867 | 2173488 | 2703333 | 979841 | 927811 | 58863 | 1797002 | 1699289 | 986490 | 1135795 | 1781042 | 962377 | 1114775 | 424925 | 220098 | 52 | 1987 | 3307 | 1542 | 1984 | 3790 | 1368.9 | 1690.46 | 189 | 6521 | 6092 | 3724 | 4178 | 4735 | 2284.3 | 2533.3 | 9 | 292 | 360 | 183 | 177 | 288 | 204.6 | 240.85 |  | 92 | 92 |  | 23.6 | 28.3 | 237 | 22.6 | ES 272; ES 271 | ES0136; ES0135 | 9013 | 16 | 12 | 13 | 5326 | 565 | 25144 | 47039
FI-2 | Suomenoja | Finland | EU | Hard coal | Fortum | 60.1491 | 24.7174 | 1977 | 2029 | 2019-02-27 | no | Open | operational | 2 | 0 | 170 | 0 | 755906 | 815118 | 820611 | 799272 | 812514 | 1016622 | 949514 | 811754 | 907479 | 845947 | 744633 | 812810 | 805224 | 765650 | 846073 | 728 | 1124 | 1582 | 1810 | 1605 | 1689 | 1420 | 1334.6 | 1304 | 1324 | 1448 | 1602 | 1565 | 1304 | 1440 | 1187 | 24 | 24 | 59 | 63 | 49 | 44 | 55.5 | 48.37 | [8 empty] | FI 26 | FI0026; FI0027; FI0014; FI0028; FI0020; FI0021 | 6093 | 12 | 5 | 9 | 2704 | 170 | 17780 | 34222
FI-5 | Hanasaari B | Finland | EU | Hard coal | Helen | 60.1837 | 24.9712 | 1974 | 2024 | 2017-11-29 | no | Open | operational | 2 | 0 | 228 | 0 | 946105 | 1501492 | 1141605 | 774612 | 846980 | 1046316 | 983340 | 1176261 | 912810 | 1061223 | 715833 | 1268514 | 1419097 | 1270179 | 1306275 | 1067 | 918 | 1386 | 1049 | 1042 | 756 | 1250 | 1206.87 | 2005 | 1746 | 2178 | 1663 | 1938 | 1202 | 2090 | 2319.87 | 71 | 95 | 79 | 93 | 71 | 33 | 54 | 59.8 | 10.6 |  | 12.1 |  | 10.8 |  | 13 | 14.7 | FI 65 | FI0163; FI0162 | 6180 | 13 | 5 | 10 | 2745 | 177 | 19339 | 37352
FI-6 | Salmissari | Finland | EU | Hard coal | Helen | 60.1648 | 24.9029 | 1984 | 2029 | 2019-02-27 | no | Open | operational | 1 | 0 | 177.1739 | 0 | 683390 | 1122457 | 915469 | 578014 | 856873 | 617236 | 606792 | 467357 | 671910 | 549367 | 635540 | 991391 | 962426 | 864730 | 906398 | 976 | 798 | 682 | 1098 | 826 | 660 | 1300 | 889.8 | 1186 | 919 | 815 | 854 | 905 | 1000 | 647 | 657 | 33 | 22 | 21 | 29 | 49 | 35 |  | 41.34 | [6 empty] | 11.4 | 10.3 | FI 72 | FI0030; FI0031 | 6178 | 9 | 4 | 6 | 2140 | 131 | 13067 | 25049
FI-7 | Inkoo | Finland | EU | Hard coal |  | 60.0195 | 23.912 | 1975 | 2014 |  | no | Retired or fuel switch | retired | 0 | 0 | 0 | 0 | 25102 | 1599549 | 897380 | 77237 | 120705 | 986147 | 994434 | 203802 | 827784 | 5854 | 4243 | 4167 |  |  |  | 1312 | 1385 | 230 | 836 |  |  |  |  | 1647 | 1599 | 331 | 1276 |  |  |  |  | 55 | 80 | 21 | 32 | [12 empty] | FI 2 | FI0016; FI0017; FI0015; FI0018
FI-13 | Mussalo | Finland | EU | Hard coal |  | 60.4376 | 26.919 | 1966 | 2013 |  | no | Retired or fuel switch | retired | 0 | 0 | 0 | 0 | CO2 emissions (EU only) 2005: 216138; CO2 emissions (EU only) 2006: 451123; CO2 emissions (EU only) 2007: 307552; CO2 emissions (EU only) 2008: 139540; CO2 emissions (EU only) 2009: 70818 | [32 empty] | FI 192
FI-14 | Kristiina | Finland | EU | Hard coal | PVO | 62.2555 | 21.328 | 1983 | 2017 | 2017-02-20 | no | Retired or fuel switch | retired | 0 | 0 | 0 | 0 | 297725 | 1393806 | 1015660 | 541476 | 917385 | 1238974 | 535820 | 297225 | 814561 | 461310 | 115503 | 4502 | 2717 | 1731 | 1924 | 725 | 259 | 138 | 431 | 208 | 45 |  |  | 1158 | 520 | 261 | 776 | 432 | 112 |  |  | 55 | 22 | 7 | 24 | 15 | 4 | [10 empty] | FI 5 | FI0088; FI0087
FI-16 | Kymijarvi | Finland | EU | Hard coal | Lahti Energia | 60.9916 | 25.7201 | 1982 | 2019 | 2017-11-24 | no | Retired or fuel switch | retired | 0 | 0 | 0 | 0 | 605440 | 902493 | 694257 | 522627 | 677596 | 756801 | 704549 | 502707 | 545629 | 444270 | 387785 | 412110 | 352717 | 457796 | 180107 | 1281 | 1530 | 1177 | 1314 | 884 | 658 | 828 | 552.9 | 1632 | 1509 | 1322 | 1435 | 1282 | 1136 | 1220 | 618.19 | 33 | 22 | 39 | 29 | 9 | 29 |  | 12.6 | 13.2 | [7 empty] | FI 168 | FI0055; FI0053; FI0054 | 7948 | 8 | 3 | 6 | 1717 | 110 | 11922 | 23012
FI-19 | Naantali-1 | Finland | EU | Hard coal | Fortum | 60.4585 | 22.0536 | 1960 | 2023 | 2019-08-27 | no | Open | operational | 2 | 0 | 241 | 0 | 1380582 | 1526042 | 1449621 | 1321290 | 1319210 | 1641188 | 1391707 | 1281442 | 1343107 | 1316455 | 1106338 | 1370835 | 1142106 | 812737 | 631053 | 1575 | 1790 | 1336 | 1073 | 866 | 1002 | 1800 | 1020 | 4039 | 3463 | 3118 | 2831 | 2851 | 2471 | 1980 | 1690 | 114 | 171 | 128 | 61 |  | 94 | 198 | 103 | [8 empty] | FI 57 | FI0025; FI0023; FI0024 | 7153 | 16 | 6 | 12 | 3601 | 228 | 23780 | 45778
FI-21 | Meri-Pori | Finland | EU | Hard coal | Fortum | 61.6322 | 21.4047 | 1994 | 2029 | 2019-02-27 | no | Open | operational | 1 | 0 | 614.1304 | 0 | 295946 | 2420094 | 2528711 | 1354694 | 2279886 | 2814440 | 1355013 | 728246 | 1368183 | 1069973 | 356485 | 838570 | 510761 | 525673 | 161921 | 1062 | 826 | 270 | 879 | 697 | 246 | 474 | 351.5 | 1602 | 785 | 438 | 832 | 623 | 219 | 504 | 287 | 55 | 10 | 6 | 8 |  | 5 |  | 4.6 | [8 empty] | FI 3 | FI0022 | 7297 | 4 | 2 | 3 | 898 | 57 | 5959 | 11475
FI-23 | Tahkoluoto (Pori) | Finland | EU | Hard coal | PVO | 61.6324 | 21.4048 | 1976 | 2017 | 2017-02-20 | no | Retired or fuel switch | retired | 0 | 0 | 0 | 0 | 162221 | 1193842 | 978269 | 472412 | 592267 | 1233427 | 388412 | 296002 | 673607 | 326552 | 115090 | 2914 | 2420 |  |  | 561 | 321 | 62 | 56 | 184 | 70 |  |  | 1100 | 370 | 257 | 550 | 266 | 86 |  |  | 32 | 5 | 11 | 22 | 22 | 2 | [10 empty] | FI 6 | FI0086
FI-25 | Rauma | Finland | EU | Hard coal |  | 61.1175 | 21.4778 | 1989 | 2006 |  | no | Retired or fuel switch | no longer coal | 0 | 0 | 0 | 0 |  | 13126 | 49121 | 33378 | 64860 | 72881 | 56521 | 65079 | 40591 | 44434 | 47610 | 45223 | 62544 |  |  | 217 | 186 | 222 | 202 | 192 | 216 | 201 |  | 606 | 612 | 752 | 578 | 399 | 331 | 340 |  | 16 | 17 | 27 | 12 | 4 | 5 | [10 empty] | FI 582 | FI0090; FI0092; FI0091; FI0089 | 17086
FI-29 | Vaskiluoto 2 | Finland | EU | Hard coal | Vaskiluodon Voima Oy | 63.0909 | 21.5536 | 1981 | 2029 | 2019-02-27 | no | Open | operational | 1 | 0 | 250 | 0 | 874507 | 1327656 | 1256356 | 1045679 | 1174718 | 1336821 | 974306 | 886959 | 1087164 | 922723 | 724592 | 839060 | 479696 | 731146 | 510323 | 400 | 168 | 296 | 486 | 426 | 304 | 332 | 179.11 | 2184 | 1532 | 1333 | 1804 | 2143 | 1279 | 1410 | 827.29 | 18 | 8 | 10 | 15 | 22 | 11 |  | 5.28 | [8 empty] | FI 358 | FI0133 | 7732 | 6 | 2 | 5 | 1092 | 74 | 8884 | 17272
FI-31 | Martinlaakso | Finland | EU | Hard coal | Vantaan Energia | 60.2821 | 24.8367 | 1980 | 2029 | 2019-02-27 | no | Open | operational | 1 | 0 | 80 | 0 | 718024 | 757248 | 738773 | 747211 | 762657 | 799082 | 721117 | 673600 | 708378 | 494160 | 425895 | 446028 | 466476 | 457972 | 250791 | 836 | 740 | 874 | 930 | 650 | 527 | 277 | 406.5 | 1342 | 1118 | 1269 | 1166 | 841 | 743 | 425 | 349.7 | 6 | 3 | 6 | 8 | 3 | 4 |  | 4.4 | [8 empty] | FI 333 | FI0128; FI0130; FI0129; FI0131 | 6188 | 3 | 1 | 2 | 582 | 37 | 4064 | 7846
FR-5 | Albi | France | EU | Hard coal |  | 43.92 | 2.14 | 1969 | 2006 |  | no | Retired or fuel switch | retired | 0 | 0 | 0 | 0 | CO2 emissions (EU only) 2005: 446453; CO2 emissions (EU only) 2006: 214538 | [32 empty] | FR 863
FR-13 | Bouchain | France | EU | Hard coal |  | 50.28 | 3.31 | 1970 | 2015 |  | no | Retired or fuel switch | retired | 0 | 0 | 0 | 0 | 1077622 | 840652 | 530725 | 739956 | 643130 | 671951 | 227563 | 676651 | 652507 | 312524 | 269774 |  |  |  |  | 2477 | 781 | 2181 | 2284 | 1155 | 1593 |  |  | 1945 | 661 | 1980 | 1974 | 934 | 831 |  |  | 364 | 109 | 385 | 466 | 185 | 118 | [10 empty] | FR 905 | FR0184
FR-22 | Cordemais | France | EU | Hard coal | EDF | 47.2762 | -1.8776 | 1983 |  |  | 2022 | Open | operational | 2 | 0 | 1260.8696 | 0 | 5270083 | 4637479 | 4788448 | 3811126 | 5053851 | 4971684 | 4022779 | 4767887 | 4640915 | 2575315 | 2135950 | 1686878 | 3791336 | 2806223 | 542030 | 4475 | 3068 | 3995 | 3431 | 2029 | 1520 | 755.3351 | 1830 | 5960 | 3558 | 4618 | 4266 | 2461 | 1858 | 1463.8 | 2816.24 | 112 | 39 | 28 | 28 | 21 | 13 | 34.71 | 17.66 | 25 | 21 | 27 | 20.5 | 12.4 |  |  | 11 | FR 560 | FR0105 | 4147 | 22 | 10 | 15 | 5028 | 495 | 32945 | 63292
FR-41 | Hornaing | France | EU | Hard coal |  | 50.36 | 3.33 | 1970 | 2013 |  | no | Retired or fuel switch | retired | 0 | 0 | 0 | 0 | 929734 | 749189 | 949843 | 819575 | 525560 | 222851 | 251637 | 270019 | 78024 | [6 empty] | 1183 | 974 | 1449 | 330 |  |  |  |  | 620 | 506 | 695 | 187 |  |  |  |  | 143 | 109 | 150 | 57 | [12 empty] | FR 923 | FR0188
FR-43 | Le Havre II | France | EU | Hard coal | EDF | 49.49 | 0.13 | 1983 | 2021 | 2019-09-16 | 2022 | Open | operational | 1 | 0 | 630.4348 | 0 | 3152574 | 2326242 | 4046981 | 4045056 | 3187298 | 3368480 | 2956009 | 1714622 | 2707504 | 373947 | 832291 | 2157075 | 1876529 | 887665 | 366386 | 11820 | 5887 | 8037 | 5367 | 330 | 1572 | 652.8 | 811.94 | 6862 | 3522 | 3624 | 3339 | 281 | 770 | 1879.2 | 1650.9 | 840 | 188 | 364 | 324 | 10 | 12 | 10.5 | 14.68 | 53.3 | 36.2 | 21.7 | 22.9 |  |  |  |  | FR 270 | FR0058 | 1226 | 25 | 11 | 18 | 5271 | 529 | 36834 | 71029
FR-49 | Chambiere | France | EU | Hard coal | UEM | 49.1295 | 6.1829 | 1984 | 2019 | 2020-09-10 | 2022 | Retired or fuel switch | retired | 0 | 0 | 0 | 0 | 158568 | 181820 | 173557 | 189313 | 168958 | 172750 | 172686 | 161113 | 65486 | 46022 | 58677 | 74180 | 70668 | 58495 | 51543 |  |  |  | 354 | 100 | 82 | 66.8886 | 42.993 |  |  |  | 165 | 251 | 95 | 91.1389 | 114.178 |  |  |  | 10 | 2 | 1 | 1.6519 | 0.831 | [8 empty] | FR 488 | FR0257; FR0089 |  | 3 | 1 | 2 | 800 | 44 | 3928 | 7573
FR-50 | Provence | France | EU | Hard coal | EPH | 43.4692 | 5.4882 | 1984 | 2020 | 2020-09-10 | 2022 | Open | operational | 1 | 0 | 625 | 0 | 2930940 | 2907355 | 2355999 | 2680738 | 2496067 | 1635109 | 649300 | 978636 | 2092199 | 856100 | 1524609 | 1551295 | 1367140 | 259298 | 31311 | 2070 | 784 | 1086 | 2173 | 536 | 1253 | 1045.622 | 963.187 | 3018 | 1025 | 1246 | 2834 | 697 | 1307 | 1273.2575 | 980.271 | 48 | 17 | 31 | 59 | 16 | 55 | 35.5324 | 20.709 | 25.8 |  |  | 17.9 | 14.1 | 40 |  | 15.5 | FR 587 | FR0109; FR0110 | 4204 | 29 | 18 | 21 | 9297 | 731 | 45565 | 86020
FR-53 | Lucy-III | France | EU | Hard coal |  | 46.67 | 4.35 | 1971 | 2015 |  | no | Retired or fuel switch | retired | 0 | 0 | 0 | 0 | 753139 | 895461 | 735386 | 843831 | 552493 | 223571 | 98504 | 327813 | 311118 | 1139 | [37 empty] | FR 143
FR-61 | Blenod | France | EU | Hard coal |  | 48.92 | 6.05 | 1963 | 2014 |  | no | Retired or fuel switch | retired | 0 | 0 | 0 | 0 | 2772372 | 2428498 | 2506353 | 1906297 | 2331821 | 2611802 | 2057632 | 2565660 | 2394907 | 628113 | 387147 | 744667 | 700708 |  |  | 14634 | 10634 | 13448 | 11934 | 2239 | 4 |  |  | 7385 | 4934 | 6036 | 6182 | 1137 | 104 | 386 |  | 1027 | 708 | 839 | 969 | 203 | 1 |  |  | 72 | 38 | 42 | 37 |  |  |  |  | FR 451 | FR0084; FR0085 | 3973
FR-67 | Emile-Houchet | France | EU | Hard coal | EPH | 49.1525 | 6.6981 | 1981 | 2022 | 2020-09-10 | 2022 | Open | operational | 1 | 0 | 646.7391 | 0 |  | 3539136 | 3645509 | 3822786 | 2989322 | 3762467 | 2456415 | 3799894 | 3683432 | 1976690 | 2818871 | 2697848 | 3699604 | 2385583 | 1892450 | 2083 | 2215 | 5129 | 4662 | 1772 | 1030 | 698.003 | 992.791 | 3896 | 2120 | 4654 | 5024 | 2554 | 2034 | 1417.0751 | 1918.111 | 176 | 126 | 208 | 171 | 71 | 54 | 72.6462 | 76.32 | 52.2 | 2 | 37.7 | 28.06 |  | 1.88 | 14.12 | 39.4 | FR 1133 | FR0098; FR0097; FR0096 | 4083 | 37 | 14 | 26 | 10273 | 576 | 54314 | 105066
FR-78 | Vitry | France | EU | Hard coal |  | 48.78 | 2.39 | 1970 | 2015 |  | no | Retired or fuel switch | retired | 0 | 0 | 0 | 0 | 1451613 | 839127 | 1351039 | 954756 | 1328529 | 1104181 | 609253 | 1347279 | 1531670 | 860255 | 550710 |  |  |  |  | 4035 | 2186 | 4972 | 5670 | 3114 | 1911 |  |  | 2330 | 1306 | 3252 | 3473 | 1684 | 1215 |  |  | 82 | 37 | 121 | 132 | 71 | 75 | [10 empty] | FR 653 | FR0158
FR-82 | La Maxe | France | EU | Hard coal |  | 49.16 | 6.15 | 1971 | 2015 |  | no | Retired or fuel switch | retired | 0 | 0 | 0 | 0 | 1989140 | 1826277 | 1702497 | 1195930 | 1103801 | 1393605 | 624946 | 1338872 | 1449440 | 1156359 | 554335 |  |  |  |  | 7501 | 3648 | 8436 | 8205 | 6793 | 3117 |  |  | 3724 | 2005 | 3903 | 4502 | 3507 | 1762 |  |  | 157 | 148 | 372 | 365 | 230 | 273 | [10 empty] | FR 522 | FR0092
FR-84 | La Poterne | France | EU | Hard coal |  | 45.18 | 5.72 | 1960 | 2015 |  | no | Retired or fuel switch | no longer coal | 0 | 0 | 0 | 0 | 87798 | 83134 | 76188 | 70727 | 65761 | 79696 | 58606 | 66493 | 73622 | 61139 | 72013 | 55034 |  |  |  | 163 | 112 | 124 | 122 | 99 | 119 |  |  | 120 | 88 | 95 | 75 | 68 | 73 |  |  | 1 | 2 | 1 | 0 | 0 | 0 | [10 empty] | FR 380 | FR0070
FR-87 | Le Moule Caraibe | France | EU | Hard coal | Albioma | 16.3102 | -61.3202 | 2011 | 2020 | 2019-06-30 | 2022 | Retired or fuel switch | no longer coal | 0 | 0 | 0 | 0 | CO2 emissions (EU only) 2011: 12678; CO2 emissions (EU only) 2012: 259427; CO2 emissions (EU only) 2013: 242523; CO2 emissions (EU only) 2014: 260138; CO2 emissions (EU only) 2015: 222330; CO2 emissions (EU only) 2016: 261746; CO2 emissions (EU only) 2017: 255715; CO2 emissions (EU only) 2018: 241005 |  | 424 | 876 | 998 | 951 | 783 | 837.594 | 1049.866 |  | 627 | 395 | 432 | 438 | 360 | 395.309 | 303.075 |  | 6 | 10 | 4 | 16 | 13 | 3.443 | 0.753 |  |  |  | 2.69 | 1.01 | 3.32 | 4.32 | 1.47 | FR 201340 | FR0182 | 175770
HR-1 | Plomin | Croatia | EU | Hard coal | HEP d.d. | 45.1367 | 14.1626 | 1969 |  |  | no | Open | operational | 2 | 0 | 335 | 0 | CO2 emissions (EU only) 2013: 2185593; CO2 emissions (EU only) 2014: 2152115; CO2 emissions (EU only) 2015: 2030760; CO2 emissions (EU only) 2016: 2255311; CO2 emissions (EU only) 2017: 1230803; CO2 emissions (EU only) 2018: 1157454; CO2 emissions (EU only) 2019: 1349361 | 3314 | 4799 | 4174 | 4695 | 2934 | 2903 | 3114.37 | 1052 | 2994 | 3715 | 3058 | 3735 | 3401 | 1861 | 3683.04 | 1501 | 174 | 82 | 99 | 45 | 112 | 75 | 159.58 | 94.9 | [8 empty] | HR 203977; HR 203974 | HR0010 | 240467 | 86 | 53 | 61 | 27351 | 2146 | 133831 | 252629
HU-5 | Borsod | Hungary | EU | Hard coal |  | 47.9048 | 21.0553 | 1951 | 2011 |  | no | Retired or fuel switch | retired | 0 | 0 | 0 | 0 | CO2 emissions (EU only) 2005: 343954; CO2 emissions (EU only) 2006: 339891; CO2 emissions (EU only) 2007: 346520; CO2 emissions (EU only) 2008: 266877; CO2 emissions (EU only) 2009: 81554; CO2 emissions (EU only) 2010: 5912; CO2 emissions (EU only) 2011: 7805 | [32 empty] | HU 2
HU-8 | Oroszlany | Hungary | EU | Hard coal | MVM | 47.5017 | 18.271 | 1961 |  |  | 2030 | Open | deactivated | 4 | 0 | 250 | 0 | 1702685 | 1558331 | 1630456 | 1352479 | 913176 | 722135 | 957379 | 1172883 | 1037920 | 665585 | 427101 |  |  |  |  | 1421 | 2044 | 1470 | 1151 | 2685 | 550 |  |  | 1117 | 1328 | 1151 | 1283 | 1001 | 702 |  |  | 1 | 3 | 2 | 2 | 8 | 2 | [10 empty] | HU 205 | HU0034
HU-9 | Pecs | Hungary | EU | Hard coal |  | 46.0641 | 18.263 | 1966 | 2012 |  | no | Retired or fuel switch | retired | 0 | 0 | 0 | 0 | 255831 | 198566 | 182204 | 125427 | 101671 | 93729 | 61291 | 36926 | 11361 | 2748 | 4616 | 2829 | 5557 |  |  | 0 | 7 | 6 | 3 | 0 | 2 |  |  | 425 | 377 | 363 | 346 | 336 | 751 | 338 |  | 17 | 22 | 19 | 20 | 19 | 17 | [10 empty] | HU 158 | HU0029 | 534
HU-11 | Tiszapalkonya | Hungary | EU | Hard coal |  | 47.9168 | 21.0759 | 1952 | 2012 |  | no | Retired or fuel switch | retired | 0 | 0 | 0 | 0 | CO2 emissions (EU only) 2005: 862381; CO2 emissions (EU only) 2006: 1076048; CO2 emissions (EU only) 2007: 1218823; CO2 emissions (EU only) 2008: 1153755; CO2 emissions (EU only) 2009: 851167; CO2 emissions (EU only) 2010: 860670; CO2 emissions (EU only) 2011: 675455; CO2 emissions (EU only) 2012: 100990 | 98 | 27 | 24 | [5 empty] | 581 | 99 | 89 | [5 empty] | 16 | 10 | 8 | [13 empty] | HU 3 | HU0001
HU-12 | Matra | Hungary | EU | Lignite | MVM | 47.7898 | 20.0667 | 1969 |  |  | 2030 | Open | operational | 5 | 0 | 884 | 0 | 6232340 | 6243791 | 6387467 | 6240347 | 6170960 | 6341522 | 6619756 | 6275022 | 6332911 | 6420588 | 6363197 | 6483882 | 5770589 | 5245773 | 4496752 | 4521 | 9396 | 5641 | 6283 | 5004 | 4852 | 5261 | 10034 | 6495 | 7210 | 7530 | 7363 | 6388 | 6629 | 4467 | 5333.6 | 141 | 202 | 135 | 260 | 234 | 187 | 107.49 | 346.355 | [6 empty] | 164 | 184 | HU 142 | HU0021 | 5791 | 83 | 35 | 67 | 24305 | 1345 | 125542 | 240478
IE-3 | Moneypoint | Ireland | EU | Hard coal | ESB Group | 52.6075 | -9.4227 | 1985 |  |  | 2025 | Open | operational | 3 | 0 | 915 | 0 | 5692512 | 4935148 | 4714498 | 3951387 | 3122238 | 3457369 | 3653205 | 4650911 | 3886795 | 3779856 | 4528857 | 4412727 | 3464621 | 1955795 | 681047 | 2705 | 2603 | 7946 | 7163 | 4132 | 3365 | 2222.44 | 2104.5 | 1458 | 1229 | 6355 | 4892 | 3365 | 5381 | 3114.39 | 2562.1 | 112 | 191 | 251 | 224 | 135 | 178 | 199.37 | 183.4 | 30.4 | 34.5 | 36.3 | 31.2 | 32.7 | 40.7 | 38.8 | 25.4 | IE 54 | IE0015; IE0017; IE0016 | 8025 | 52 | 25 | 37 | 12718 | 1241 | 79234 | 151745
IT-1 | Brescia | Italy | EU | Hard coal | A2A | 45.5164 | 10.2122 | 1988 | 2020 | 2020-04-21 | no | Retired or fuel switch | retired | 0 | 0 | 0 | 0 | 575355 | 495450 | 490737 | 397733 | 321855 | 247679 | 238735 | 239603 | 245013 | 193653 | 219311 | 204505 | 212964 | 205652 | 199808 | 241 |  | 193 | 136 | 127 | 141 | 117.11 | 122.03 | 358 | 26 | 184 | 167 | 130 | 138 | 125.03 | 122.89 | 3 |  | 2 | 2 | 0 | 0 | 0.41 | [9 empty] | IT 159 | IT0007; IT0006; IT0005; IT0008 | 117430 | 3 | 2 | 2 | 967 | 76 | 4699 | 8867
IT-2 | Brindisi Sud | Italy | EU | Hard coal | Enel | 40.5639 | 18.0322 | 1991 |  |  | 2025 | Open | operational | 4 | 0 | 2640 | 0 | 15341552 | 14372364 | 14198950 | 14914745 | 12978429 | 10989709 | 11413629 | 12171525 | 11809184 | 11972979 | 13112244 | 8275345 | 6485120 | 5477190 | 4562532 | 6919 | 7239 | 7605 | 5560 | 5336 | 5494 | 2859.173 | 1641.156 | 7278 | 7544 | 7055 | 6276 | 6011 | 6325 | 4011.033 | 3008.976 | 492 | 370 | 314 | 284 | 234 | 253 | 146.831 | 92.216 | 30.3 | 63.2 | 53.2 | 24.5 | 34.3 | 31.7 | 24.1 | 16.4 | IT 521 | IT0160; IT0162; IT0161; IT0159 | 7027 | 27 | 19 | 25 | 8297 | 1134 | 43685 | 81584
IT-3 | Brindisi Nord | Italy | EU | Hard coal | A2A | 40.6431 | 17.9808 | 1979 |  |  | 2025 | Open | standby | 2 | 0 | 640 | 0 | 960237 | 2681989 | 2925173 | 2796843 | 1560010 | 1285775 | 1323134 | 777959 | 567 | 307 | 399 | 3 | 1 | 1 | 2 | 991 | 1230 | 791 | [5 empty] | 647 | 654 | 360 | [5 empty] | 69 | 85 | 43 | [13 empty] | IT 518 | IT0092; IT0093
IT-7 | Torrevaldaliga Nord | Italy | EU | Hard coal | Enel | 42.1283 | 11.7578 | 2009 |  |  | 2025 | Open | operational | 3 | 0 | 1980 | 0 | 2955349 | 20251 | 3300 | 51052 | 2855881 | 6452316 | 9745749 | 10426118 | 9726013 | 10892368 | 10736213 | 10181950 | 9747838 | 8081026 | 4505225 | 1204 | 1892 | 2051 | 1588 | 2026 | 1943 | 2086.3 | 1889.1 | 1673 | 2971 | 3285 | 2868 | 3274 | 2994 | 2715.3 | 2519.5 | 31 | 55 | 63 | 65 | 82 | 62 | 120.7 | 51.8 | 19 | 35.3 | 22.7 | 21.2 | 23.2 | 16 | 24.6 | 21.1 | IT 439 | IT0155; IT0154; IT0156 | 6262 | 61 | 38 | 43 | 19304 | 1522 | 95024 | 179433
IT-9 | Genova | Italy | EU | Hard coal | Enel | 44.4039 | 8.9031 | 1952 | 2017 | 2017-03-31 | no | Retired or fuel switch | retired | 0 | 0 | 0 | 0 | 1950017 | 1665420 | 1654285 | 1645481 | 1102954 | 581537 | 218884 | 475453 | 544780 | 614833 | 807445 | 233610 |  |  |  | 995 | 211 | 539 | 557 | 688 | 910 | 283.9394 |  | 911 | 272 | 555 | 608 | 704 | 802 | 235.7802 |  | 33 | 6 | 3 | 8 | 12 | 3 | 1.2236 | [9 empty] | IT 87 | IT0122; IT0121 | 4864 | 6 | 4 | 5 | 2124 | 163 | 10175 | 19184
IT-10 | Bastardo | Italy | EU | Hard coal | Enel | 42.8933 | 12.5397 | 1989 |  |  | 2025 | Open | operational | 2 | 0 | 150 | 0 | 922874 | 1031230 | 928581 | 710992 | 1011939 | 268193 | 142538 | 283843 | 366155 | 261628 | 37150 | 13631 | 20137 | 46 | 19 | 759 | 143 | 301 | 354 | 256 | 29 | 13.05 | 13.51 | 469 | 190 | 349 | 431 | 322 | 45 | 14.89 | 21.17 | 33 | 8 | 7 | 8 | 8 | 2 | 0.48 | [9 empty] | IT 426 | IT0141; IT0140 |  | 0 | 0 | 0 | 113 | 9 | 550 | 1039
IT-11 | La Spezia | Italy | EU | Hard coal | Enel | 44.1111 | 9.8722 | 1967 |  |  | 2025 | Open | operational | 1 | 0 | 600 | 0 | 3214170 | 3136273 | 3665341 | 3335079 | 2338469 | 3073048 | 2983864 | 2875366 | 2999937 | 2741860 | 2532872 | 2831877 | 2019990 | 1928640 | 799255 | 2541 | 3220 | 3168 | 2924 | 2098 | 1403 | 1224.69 | 869.72 | 2330 | 2322 | 2278 | 2288 | 1962 | 1615 | 1523.79 | 918.67 | 130 | 104 | 101 | 105 | 56 | 66 | 43.72 | 55.51 |  | 12.3 | 15.8 | 26.1 | 11.9 | 17.8 |  |  | IT 88 | IT0123; IT0124; IT0125 | 4870 | 35 | 21 | 25 | 10989 | 865 | 53921 | 101800
IT-13 | Monfalcone | Italy | EU | Hard coal | A2A | 45.7967 | 13.5456 | 1965 |  |  | 2025 | Open | operational | 2 | 0 | 336 | 0 | 2697269 | 3356077 | 2992889 | 2340206 | 1960762 | 1717948 | 1482597 | 2070271 | 1999525 | 1775661 | 2037302 | 2145154 | 1920425 | 1876634 | 897181 | 524 | 603 | 810 | 466 | 312 | 373 | 847.6803 | 796.859 | 2793 | 2435 | 3401 | 3260 | 1735 | 1489 | 839.329 | 722.138 | 102 | 47 | 67 | 78 | 36 | 32 | 71.1706 | 54.76 | [8 empty] | IT 301 | IT0009; IT0010; IT0012; IT0011 | 1503 | 22 | 14 | 15 | 7065 | 546 | 34294 | 64708
IT-19 | Fiume Santo | Italy | EU | Hard coal | EPH | 40.8517 | 8.2992 | 1992 |  |  | 2025 | Open | operational | 2 | 0 | 640 | 0 | 4129348 | 4806786 | 4314656 | 3927922 | 4061962 | 3651525 | 3898246 | 3587828 | 3488407 | 3187814 | 2404218 | 2534826 | 3513929 | 3159654 | 3318055 | 4861 | 3219 | 3728 | 3295 | 2560 | 1900 | 1370.63 | 1774.09 | 2749 | 2824 | 2722 | 2520 | 2131 | 1610 | 1630.237 | 2281.59 | 114 | 134 | 177 | 199 | 135 | 99 | 83.56 | 129.68 |  | 17.2 | 12.8 | 16.7 | 32 |  | 13.6 | 18.9 | IT 649 | IT0078; IT0079; IT0081; IT0080; IT0076; IT0077 | 7490 | 38 | 24 | 27 | 12194 | 956 | 59730 | 112757
IT-20 | Sulcis | Italy | EU | Hard coal | Enel | 39.1953 | 8.4 | 1986 |  |  | 2025 | Open | operational | 2 | 0 | 590 | 0 | 1468186 | 1537017 | 2430425 | 2355837 | 2241850 | 1835873 | 1850371 | 1981792 | 1425100 | 1647503 | 1294280 | 678378 | 1073462 | 1001390 | 1151839 | 2669 | 2179 | 3476 | 2065 | 1764 | 1415 | 400.3471 | 483.884 | 1304 | 1411 | 2083 | 1242 | 1115 | 822 | 433.3592 | 641.273 | 100 | 86 | 91 | 39 | 72 | 19 | 8.8702 | 12.665 | 21.4 | 21.8 | 30.7 |  |  | 15.7 |  |  | IT 573 | IT0182; IT0184; IT0183; IT0181 | 7514 | 10 | 6 | 7 | 3357 | 262 | 16333 | 30822
IT-23 | Vado Ligure | Italy | EU | Hard coal | Engie | 44.2768 | 8.4343 | 1971 | 2016 | 2016-06-06 | no | Retired or fuel switch | retired | 0 | 0 | 0 | 0 | 3703246 | 3913612 | 3824827 | 4341087 | 3673242 | 4349430 | 4215757 | 4516068 | 3918141 | 1304482 | 500448 | 863113 |  |  |  | 5078 | 4479 | 5586 | 3085 | 436 |  |  |  | 3081 | 2766 | 3201 | 2715 | 616 | 184 | 215.9 |  | 117 | 65 | 62 | 36 | 10 | [5 empty] | 12.3 | 17 |  |  |  |  | IT 79 | IT0395; IT0394; IT0392; IT0393 | 4859
IT-24 | Fusina | Italy | EU | Hard coal | Enel | 45.4314 | 12.2458 | 1964 |  |  | 2025 | Open | operational | 4 | 0 | 976 | 0 | 5590273 | 4618165 | 4246746 | 4766602 | 4300416 | 2635125 | 2885316 | 4213254 | 4427885 | 4838368 | 5779411 | 4666666 | 3682848 | 3556557 | 1979131 | 1171 | 1325 | 2012 | 2019 | 1954 | 2434 | 1987 | 1035 | 1498 | 1583 | 2288 | 2528 | 2727 | 3537 | 2909 | 1663 | 44 | 28 | 23 | 51 | 56 | 54 | 28 | 4.13 | 15 | 15.7 | 22.8 | 28.1 | 19 | 36 | 24.3 |  | IT 275 | IT0115; IT0113; IT0114 | 640 | 61 | 38 | 44 | 19091 | 1522 | 94487 | 178472
IT-26 | Marghera | Italy | EU | Hard coal |  | 45.4594 | 12.2319 | 1952 | 2015 |  | no | Retired or fuel switch | retired | 0 | 0 | 0 | 0 | 1000071 | 598586 | 777719 | 638291 | 314859 | 52618 | 44255 | 52256 | 533 | [6 empty] | 40 | 43 | 51 | [5 empty] | 64 | 56 | 69 | [6 empty] | 0 | 0 | [13 empty] | IT 276 | IT0112; IT0111
KS-1 | Kosovo A | Kosovo | Western Balkans | Lignite | KEK | 42.6765 | 21.0859 | 1970 |  |  | no | Open | operational | 3 | 0 | 610 | 0 | CO2 emissions (EU only) 2018: 2830556 | [5 empty] | 75410 | 2830 | 2830 | [5 empty] | 7385 | 7306 | 7306 | [5 empty] | 688 | 430 | 430 | [11 empty] | 22 | 13 | 18 | 6066 | 651 | 24917 | 46866
KS-2 | Kosovo B | Kosovo | Western Balkans | Lignite | KEK | 42.6931 | 21.056 | 1983 |  |  | no | Open | operational | 2 | 0 | 678 | 0 | CO2 emissions (EU only) 2018: 3614885 | [5 empty] | 53156 | 2468 | 2468 | [5 empty] | 4057 | 4775 | 4775 | [5 empty] | 966 | 6324 | 6324 | [11 empty] | 63 | 35 | 32 | 18185 | 1421 | 69830 | 131983
ME-1 | Pljevlja | Montenegro | Western Balkans | Lignite | state and A2A | 43.3346 | 19.3271 | 1982 |  |  | no | Open | operational | 1 | 0 | 225 | 0 | CO2 emissions (EU only) 2018: 1432847 | [5 empty] | 22458.59 | 25459 | 25459 | [5 empty] | 5105.37 | 3126 | 3126 | [5 empty] | 604 | 52 | 52 | [11 empty] | 133 | 68 | 106 | 39686 | 2894 | 160455 | 303088
MK-1 | Bitola | North Macedonia | Western Balkans | Lignite | JSC ELEM Skopje | 41.0583 | 21.4843 | 1982 |  |  | no | Open | operational | 3 | 0 | 675 | 0 | [20 empty] | 18416.82 | 31775 | 31775 | [5 empty] | 1687.62 | 2266 | 2266 | [5 empty] | 1358 | 2491 | 2491 | [11 empty] | 181 | 95 | 154 | 52709 | 5160 | 206016 | 386326
MK-2 | Oslomej | North Macedonia | Western Balkans | Lignite | JSC ELEM Skopje | 41.5821 | 21.0003 | 1980 |  |  | no | Open | standby | 1 | 0 | 125 | 0 | [20 empty] | 1430.15 | 278 | 278 | [5 empty] | 223.79 | 45 | 45 | [5 empty] | 195 | 43 | 43 | [11 empty] | 2 | 1 | 1 | 493 | 48 | 1926 | 3614
NL-1 | Hemweg | Netherlands | EU | Hard coal | Vattenfall | 52.4053 | 4.8471 | 1995 | 2019 | 2019-03-08 | 2029 | Retired or fuel switch | retired | 0 | 0 | 0 | 0 | 3736445 | 2969486 | 4414744 | 3250218 | 3708312 | 2367013 | 2792315 | 3574605 | 4177886 | 2656850 | 4195699 | 3996099 | 3354315 | 3610074 | 3215867 | 467 | 534 | 657 | 1134 | 529 | 797 | 365.567 | 216.773 | 469 | 483 | 697 | 864 | 618 | 854 | 784.183 | 677.276 | 59 | 57 | 70 | 77 | 47 | 65 | 64.195 | 45.758 | 12.46 | 12.65 | 14.85 | 15 |  | 18 | 15 | 12.6 | NL 184 | NL0152; NL0153 | 8039 | 20 | 8 | 14 | 5656 | 319 | 30184 | 58391
NL-2 | Borssele 12 | Netherlands | EU | Hard coal |  | 51.4332 | 3.716 | 1988 | 2015 |  | no | Retired or fuel switch | retired | 0 | 0 | 0 | 0 | 1469051 | 1205182 | 1529596 | 1794362 | 1726873 | 2107372 | 2089834 | 2051070 | 2177074 | 2083960 | 2054544 |  |  |  |  | 892 | 908 | 852 | 904 | 773 | 636 |  |  | 957 | 855 | 693 | 759 | 669 | 803 |  |  | 18 | 17 | 17 | 17 | 16 | 22 | [10 empty] | NL 164 | NL0089
NL-4 | Amer | Netherlands | EU | Hard coal | RWE | 51.7078 | 4.8439 | 1994 | 2024 | 2019-12-10 | 2029 | Open | operational | 1 | 0 | 652.1739 | 0 | 5828901 | 5398314 | 5193887 | 4348652 | 5760411 | 5284701 | 3839941 | 5750603 | 5881587 | 6389014 | 5669492 | 3520986 | 3575313 | 2251751 | 1833587 | 1041 | 714 | 1903 | 2764 | 3012 | 1603 | 972.157 | 808.787 | 3398 | 2243 | 3529 | 3859 | 3234 | 2814 | 1230.444 | 922.381 | 105 | 42 | 66 | 63 | 93 | 91 | 16.086 | 12.453 | 24 | 34 | 37 | 28 | 34 | 27.5 | 14 | 19 | NL 172 | NL0091; NL0092 | 9537 | 36 | 15 | 26 | 11263 | 619 | 54485 | 104976
NL-6 | Maasvlakte | Netherlands | EU | Hard coal | Uniper | 51.9591 | 4.0266 | 1987 | 2017 | 2013-09-01 | no | Retired or fuel switch | retired | 0 | 0 | 0 | 0 | 6324962 | 6189119 | 6108992 | 6694824 | 5907182 | 6680535 | 6486461 | 6651138 | 6677210 | 6089869 | 5895070 | 5950127 | 2975064 |  |  | 1992 | 2226 | 2423 | 2462 | 2009 | 2398 | 2125.925 | 1450 | 1810 | 1985 | 1956 | 2069 | 1962 | 1855 | 2850 | 2060 | 36 | 41 | 53 | 59 | 43 | 41 | 60.6 | 69.7 | 63.6 | 28.7 | 28.3 | 33.3 | 38.9 | 42.6 | 44.6 | 39.2 | NL 163 | NL0076; NL0077; NL0079; NL0075 | 6306 | 83 | 33 | 59 | 25317 | 1396 | 123870 | 238777
NL-7 | Gelderland 13 | Netherlands | EU | Hard coal |  | 51.8559 | 5.8289 | 1982 | 2015 |  | no | Retired or fuel switch | retired | 0 | 0 | 0 | 0 | 2331263 | 3399099 | 3128599 | 3258714 | 2381845 | 2223750 | 2076834 | 2318936 | 2722750 | 2792385 | 2885312 | 624 |  |  |  | 1022 | 1101 |  | 1330 | 1370 | 1430 |  |  | 1415 | 1120 | 1390 | 1412 | 1401 | 1312 |  |  | 24 | 58 | 31 | 23 | 48 | 43 | [10 empty] | NL 152 | NL0024; NL0025; NL0026
NL-10 | Maasvlakte 3 | Netherlands | EU | Hard coal | Uniper | 51.9586 | 4.0264 | 2016 | 2029 | 2019-12-10 | 2029 | Open | operational | 1 | 0 | 1195.6522 | 0 | CO2 emissions (EU only) 2012: 93; CO2 emissions (EU only) 2013: 255714; CO2 emissions (EU only) 2014: 372585; CO2 emissions (EU only) 2015: 2976984; CO2 emissions (EU only) 2016: 4665108; CO2 emissions (EU only) 2017: 4306500; CO2 emissions (EU only) 2018: 4866236; CO2 emissions (EU only) 2019: 4866236 |  |  |  | 34 | 21 | 174 | 395.468 | 392.442 |  |  |  | 298 | 71 | 610 | 1059.053 | 1133.479 |  |  |  | 0 |  |  | 30.678 | 46.68 | [8 empty] | NL 448 | NL0078 |  | 25 | 9 | 18 | 6696 | 378 | 37148 | 72042
NL-11 | Maasvlakte New | Netherlands | EU | Hard coal | Riverstone | 51.944 | 4.0716 | 2015 | 2029 | 2019-12-10 | 2029 | Open | operational | 1 | 0 | 869.5652 | 0 | CO2 emissions (EU only) 2012: 95; CO2 emissions (EU only) 2013: 183009; CO2 emissions (EU only) 2014: 2153254; CO2 emissions (EU only) 2015: 2791963; CO2 emissions (EU only) 2016: 3192374; CO2 emissions (EU only) 2017: 3436408; CO2 emissions (EU only) 2018: 3211025; CO2 emissions (EU only) 2019: 2211747 |  |  |  | 5 | 96 | 212 | 322 | 165 |  |  |  | 207 | 468 | 533 | 641 | 548 |  |  |  | 0 | 20 | 27 | 28 | 19.3 |  |  |  |  | 12 | 14.5 | 11 | 11 | NL 203009 | NL0027 | 212846 | 17 | 6 | 12 | 4672 | 262 | 24614 | 47610
NL-12 | Eemshaven | Netherlands | EU | Hard coal | RWE | 53.4405 | 6.8612 | 2015 | 2029 | 2019-12-10 | 2029 | Open | operational | 2 | 0 | 1739.1304 | 0 | CO2 emissions (EU only) 2013: 55431; CO2 emissions (EU only) 2014: 3085211; CO2 emissions (EU only) 2015: 6293776; CO2 emissions (EU only) 2016: 8319654; CO2 emissions (EU only) 2017: 7587197; CO2 emissions (EU only) 2018: 7968947; CO2 emissions (EU only) 2019: 5389580 |  |  |  |  | 105 | 714 | 967.945 | 882.728 |  |  |  |  | 457 | 1672 | 1944.274 | 595 |  |  |  |  | 10 | 56 | 75.941 | 69.255 | [8 empty] | NL 205957 | NL0214; NL0213; NL0215 | 5889 | 50 | 19 | 35 | 14069 | 788 | 74241 | 143621
PL-4 | Bedzin | Poland | EU | Hard coal | EC Będzin SA | 50.302 | 19.1371 | 1975 |  |  | no | Open | operational | 1 | 0 | 81.5 | 0 | 596957 | 618021 | 614514 | 544229 | 515236 | 521152 | 493492 | 505710 | 518292 | 474544 | 520833 | 558123 | 572819 | 609922 | 612546 | 2688 | 2825 | 2489 | 2597 | 2230 | 2529 | 2052.35 | 1526.078 | 947 | 957 | 1011 | 1107 | 880 | 1111 | 1122.8 | 911.736 | 129 | 165 | 117 | 168 | 179 | 181 | 124.38 | 70.7 | [8 empty] | PL 29 | PL0017 | 6456 | 28 | 13 | 22 | 8674 | 480 | 42924 | 81962
PL-5 | Lagisza | Poland | EU | Hard coal | Tauron | 50.3489 | 19.1445 | 1966 |  |  | no | Open | operational | 3 | 0 | 700 | 0 | 3092508 | 2904981 | 3139598 | 2353956 | 2506537 | 3850487 | 3831563 | 3546545 | 3025406 | 2496824 | 2912395 | 2061954 | 1869428 | 2268234 | 1174996 | 8254 | 8408 | 3818 | 5570 | 3724 | 3632 | 1871.379 | 2340 | 7180 | 6185 | 5678 | 5285 | 3803 | 3958 | 2635.5562 | 2290 | 826 | 817 | 243 | 365 | 277 | 161 | 86.9669 | 127.188 |  |  |  |  | 26.3 | 37 | 24.6 | 22.1 | PL 14 | PL0091 | 6492 | 38 | 15 | 31 | 10340 | 577 | 56615 | 108849
PL-6 | Belchatow | Poland | EU | Lignite | PGE | 51.2658 | 19.3153 | 1983 |  |  | no | Open | operational | 12 | 0 | 5030 | 0 | 31970055 | 30083123 | 28322323 | 30862792 | 29473072 | 29659590 | 32823146 | 35193844 | 37178165 | 36886458 | 37051920 | 34941622 | 37646220 | 38348069 | 32741604 | 73494 | 78851 | 77831 | 60960 | 72735 | 74851 | 30061.707 | 39300.213 | 41860 | 40645 | 40342 | 40294 | 35990 | 34107 | 27762.697 | 28879.566 | 1523 | 1462 | 1263 | 1064 | 968 | 1187 | 733.8487 | 889.826 | 653 | 763 | 153 | 160 | 161 | 160 | 2820 | 2160 | PL 1 | PL0334; PL0335; PL0336; PL0062 | 1298 | 489 | 205 | 398 | 141993 | 7864 | 740236 | 1418849
PL-8 | Bialystok | Poland | EU | Hard coal | ENEA | 53.1484 | 23.1701 | 1981 |  |  | no | Open | operational | 2 | 0 | 110 | 0 | 806233 | 733333 | 728040 | 636374 | 425034 | 494895 | 485047 | 331614 | 232308 | 286974 | 326380 | 366393 | 525280 | 280147 | 253522 | 1332 | 1353 | 801 | 629 | 761 | 1203 | 1175.8211 | 1394.977 | 1396 | 1389 | 939 | 936 | 1107 | 852 | 503.5157 | 281.651 | 88 | 60 | 67 | 65 | 55 | 79 | 109.0057 | 57.291 |  |  | 305 | 42.2 | 64.9 | 225 | 133 |  | PL 30 | PL0020 | 6029 | 15 | 7 | 12 | 4842 | 268 | 23516 | 44833
PL-11 | Bielsko-Biala | Poland | EU | Hard coal | Tauron | 49.8117 | 19.0529 | 1997 |  |  | no | Open | operational | 2 | 0 | 105 | 0 | 672384 | 757370 | 778605 | 684984 | 587260 | 610610 | 578618 | 523678 | 558155 | 552906 | 557573 | 545908 | 500989 | 494612 | 427472 | 2498 | 2177 | 2359 | 1684 | 1066 | 1046 | 1057.33 | 974.299 | 775 | 580 | 722 | 444 | 236 | 220 | 226.83 | 246.82 | 269 | 232 | 280 | 126 | 39 | 39 | 43.5 | 29.297 | [8 empty] | PL 67; PL 66; PL 205499 | PL0086; PL0094; PL0105 | 6496 | 12 | 6 | 9 | 3876 | 212 | 17974 | 34164
PL-13 | Turow | Poland | EU | Lignite | PGE | 50.9486 | 14.9131 | 1963 |  |  | no | Open | operational | 6 | 1 | 1488 | 460 | 12755644 | 12959909 | 12331508 | 12879526 | 11624371 | 10656954 | 10776551 | 10900042 | 9994790 | 8140101 | 7595544 | 7838244 | 7108058 | 6892857 | 5521711 | 39831 | 34960 | 33627 | 21416 | 11199 | 10820 | 10809.39 | 6582.175 | 12117 | 12517 | 11790 | 9180 | 7712 | 7152 | 5648.44 | 4951.23 | 2361 | 1501 | 1345 | 1043 | 950 | 989 | 718.11 | 657.293 |  | 83 | 53.2 | 47.6 | 365 | 409 | 305 | 334 | PL 3 | PL0064 | 198 | 209 | 102 | 168 | 81417 | 3982 | 321861 | 611739
PL-16 | Opole | Poland | EU | Hard coal | PGE | 50.7518 | 17.882 | 1993 |  |  | no | Open | operational | 6 | 0 | 3332 | 0 | 7175432 | 7345308 | 7553832 | 6911327 | 7413193 | 6770075 | 6872050 | 6252718 | 6321343 | 6422060 | 5821226 | 5917008 | 6278862 | 7458645 | 7023261 | 4822 | 4869 | 4166 | 4530 | 4829 | 3254 | 2743.3 | 2426.526 | 10392 | 10250 | 9793 | 9572 | 7607 | 5776 | 4490.22 | 4476.208 | 364 | 227 | 194 | 249 | 240 | 203 | 179.02 | 180.139 | 6.17 | 2.07 | 200 | 209.18 | 212 | 192 | 62 | 65.7 | PL 2 | PL0063 | 5102 | 60 | 24 | 49 | 16248 | 911 | 90556 | 174281
PL-18 | Bydgoszcz II | Poland | EU | Hard coal | PGE | 53.0992 | 18.0875 | 1971 |  |  | no | Open | operational | 4 | 0 | 192 | 0 | 1254557 | 1220382 | 1145416 | 1008763 | 1009125 | 1067270 | 967309 | 953212 | 798087 | 725139 | 754880 | 723306 | 726992 | 696261 | 700824 | 6532 | 5113 | 4845 | 3893 | 3746 | 3699 | 1995.146 | 2400 | 2885 | 2478 | 2434 | 1945 | 1762 | 1807 | 1568.837 | 1790 | 433 | 207 | 268 | 167 | 102 | 82 | 24.66 | 25.822 |  | 142 | 32.2 | 26.8 | 24.3 | 25.2 | 15.7 |  | PL 86 | PL0066 | 20245 | 30 | 13 | 25 | 8944 | 494 | 45806 | 87702
PL-20 | Miechowice | Poland | EU | Hard coal | Fortum | 50.3487 | 18.8431 | 1955 |  |  | no | Open | operational | 3 | 0 | 125 | 0 | 307274 | 283719 | 273500 | 278874 | 275370 | 289480 | 248019 | 238779 | 235462 | 205346 | 201533 | 200417 | 206395 | 209705 | 84623 | 1814 | 1517 | 1271 | 1204 | 821 | 846 | 822.3919 | 1050 | 586 | 506 | 468 | 422 | 356 | 347 | 334.5697 | 420 | 193 | 155 | 147 | 87 | 97 | 94 | 58.3423 | 63.1 | [8 empty] | PL 82 | PL0034 | 6528 | 10 | 5 | 8 | 3317 | 183 | 16031 | 30557
PL-23 | Chorzow 2 | Poland | EU | Hard coal | CEZ | 50.3078 | 18.9686 | 2003 |  |  | no | Open | operational | 2 | 0 | 226 | 0 | 1503080 | 1492413 | 1518045 | 1221546 | 1019100 | 889311 | 920688 | 884746 | 938560 | 920696 | 1082121 | 1181539 | 1354606 | 1354248 | 1319379 | 1383 | 1604 | 1788 | 1649 | 1629 | 1962 | 1071.89 | 1170.546 | 566 | 744 | 963 | 868 | 867 | 947 | 1091.86 | 1165.093 | 65 | 94 | 84 | 69 | 74 | 104 | 59.34 | 85.5 |  | 19.6 | 21.9 | 20.5 | 20.2 | 24.5 | 33.6 | 29.5 | PL 24 | PL0021 | 6457 | 18 | 8 | 15 | 5299 | 295 | 27932 | 53568
PL-33 | Czestochowa | Poland | EU | Hard coal | Fortum | 50.7943 | 19.1425 | 2010 |  |  | no | Open | operational | 1 | 0 | 64 | 0 | [6 empty] | 153641 | 383656 | 218689 | 300332 | 341676 | 338163 | 249717 | 305586 | 255276 | 31 | 183 | 343 | 203 | 341 | 259 | 230 | 245.048 | 12 | 217 | 325 | 325 | 289 | 255 | 243 | 194 | 7 | 1 | 3 | 2 |  |  | 22.43 | 24.628 | [8 empty] | PL 951 | PL0036 | 177296 | 4 | 2 | 3 | 1173 | 66 | 6210 | 11910
PL-40 | Elblag | Poland | EU | Hard coal | ENERGA | 54.1817 | 19.3893 | 1955 | 8888 | 2020-06-30 | no | Open | operational | 3 | 0 | 62 | 0 | 295194 | 306367 | 273415 | 270538 | 286519 | 299853 | 275924 | 280416 | 280571 | 250171 | 233541 | 240549 | 214520 | 259178 | 219390 | 1163 | 1187 | 1098 | 980 | 951 | 1008 | 1043.84 | 867.852 | 566 | 536 | 580 | 522 | 533 | 481 | 414.52 | 386 | 75 | 77 | 87 | 60 | 51 | 62 | 52.83 | 47.405 | [8 empty] | PL 33 | PL0031 | 6839 | 13 | 6 | 10 | 4145 | 228 | 19973 | 38068
PL-43 | Gdansk 2 | Poland | EU | Hard coal | PGE | 54.3781 | 18.6417 | 1973 |  |  | no | Open | operational | 4 | 0 | 217.3 | 0 | 1393221 | 1338297 | 1331836 | 1111303 | 1044824 | 1199847 | 1118073 | 1116069 | 1139261 | 1059728 | 1088560 | 1185401 | 1236591 | 1234900 | 1198825 | 4683 | 4351 | 4026 | 3834 | 3356 | 3154 | 1210 | 1040 | 2755 | 2401 | 2593 | 2371 | 2033 | 1667 | 1040 | 890 | 259 | 170 | 165 | 214 | 110 | 119 |  | 0.918 | 30.9 | 29.3 | 49.9 | 45.2 | 22 | 23.4 | 12 | 18.3 | PL 50 | PL0014 | 20208 | 19 | 8 | 15 | 5526 | 305 | 28573 | 54746
PL-46 | Gdynia | Poland | EU | Hard coal | PGE | 54.5533 | 18.4808 | 1980 |  |  | no | Open | operational | 2 | 0 | 105.2 | 0 | 842755 | 831925 | 815837 | 726185 | 673262 | 744395 | 680082 | 671532 | 704035 | 680194 | 660491 | 686189 | 668579 | 672214 | -1 | 2101 | 2099 | 1885 | 2062 | 1740 | 1693 | 658.872 | 613 | 1408 | 1083 | 1295 | 1339 | 971 | 1115 | 1218.748 | 785 | 171 | 107 | 75 | 167 | 116 | 121 | 44.863 | 9.775 | 18.8 | 17 | 27.2 | 25.8 | 21.9 | 21.1 |  |  | PL 51 | PL0015 | 20209 | 16 | 6 | 13 | 4124 | 232 | 23322 | 44926
PL-69 | Jaworzno 2 | Poland | EU | Hard coal | Tauron | 50.2122 | 19.2289 | 1998 |  |  | no | Open | operational | 3 | 0 | 200 | 0 | 1026204 | 853934 | 846777 | 905748 | 792669 | 895529 | 751882 | 768265 | 886851 | 881133 | 870727 | 967317 | 908145 | 851150 | 916004 | 2023 | 1657 | 1781 | 1745 | 1715 | 1178 | 657.8407 | 656.876 | 1092 | 816 | 876 | 1077 | 1391 | 1088 | 649.8097 | 647.324 | 51 | 49 | 83 | 61 | 65 | 72 | 57.1703 | 34.215 | 57 | 47.7 | 29.4 | 10.9 | 16.9 |  | 25.8 |  | PL 11 | PL0089 | 6493 | 11 | 5 | 9 | 3270 | 182 | 17176 | 32926
PL-70 | Jaworzno 3 | Poland | EU | Hard coal | Tauron | 50.2078 | 19.2097 | 1977 |  |  | no | Open | operational | 6 | 1 | 1345 | 910 | 4751550 | 5993992 | 6953092 | 5644891 | 5650220 | 6220247 | 6226895 | 5922397 | 6254559 | 3950789 | 4519062 | 4514460 | 6013145 | 4611205 | 3660571 | 7081 | 7188 | 5875 | 6412 | 3386 | 3934 | 1960 | 2760 | 10987 | 10947 | 9230 | 8118 | 4505 | 4665 | 3544.2249 | 4680 | 191 | 173 | 190 | 200 | 63 | 91 | 84.6057 | 63 | 76 | 62 | 83.3 | 96 | 59 | 76.58 | 75.43 | 33 | PL 9 | PL0090 | 6497 | 45 | 18 | 37 | 12027 | 674 | 67875 | 130744
PL-76 | Katowice | Poland | EU | Hard coal | Tauron | 50.2853 | 19.0539 | 1999 |  |  | no | Open | operational | 1 | 0 | 135 | 0 | 925648 | 916964 | 815328 | 739009 | 860568 | 609973 | 827136 | 882130 | 889214 | 848637 | 867301 | 657957 | 877950 | 921905 | 757305 | 1794 | 1990 | 2304 | 2031 | 2094 | 2010 | 1339.33 | 1570.139 | 575 | 615 | 776 | 582 | 588 | 631 | 533.1 | 658.053 | 123 | 143 | 162 | 94 | 113 | 118 | 91.26 | 83.848 |  |  | 33.8 | 18.9 | 14.4 | 16.1 | 12.2 | 14.6 | PL 64 | PL0082 | 6498 | 17 | 8 | 13 | 5376 | 297 | 25932 | 49423
PL-80 | Blachownia | Poland | EU | Hard coal |  | 50.35 | 18.2833 | 1957 | 2014 |  | no | Retired or fuel switch | retired | 0 | 0 | 0 | 0 | 358185 | 365946 | 480286 | 336399 | 347766 | 359889 | 323507 | 277868 | 299299 | 281027 | 284908 | 277601 | 308275 | 266282 | 272260 | 57 | 36 | 27 | 38 | 44 | 64 |  |  | 673 | 616 | 517 | 615 | 594 | 555 | 485 |  | 8 | 6 | 3 | 3 | 3 | 3 |  |  |  | 22.4 | 11.2 |  |  | 19.5 |  | 28.5 | PL 10 | PL0087 | 5105 | 4 | 1 | 3 | 750 | 43 | 5358 | 10452
PL-90 | Patnow I | Poland | EU | Lignite | ZEPAK | 52.3055 | 18.2317 | 1967 | 2024 | 2020-10-01 | no | Open | operational | 3 | 0 | 600 | 0 | 7076256 | 7228973 | 7494433 | 7071332 | 6100275 | 5235064 | 5682058 | 5903008 | 5931849 | 5259965 | 5371308 | 5365079 | 4766368 | 4611181 | 4153039 | 6262 | 7721 | 7500 | 6630 | 5240 | 5199 | 4146.71 | 3587.669 | 6298 | 6674 | 7447 | 7429 | 7031 | 6721 | 6141.57 | 5567.338 | 390 | 456 | 447 | 650 | 587 | 338 | 582.2 | 528.478 | 288 | 409 | 431 | 377 | 334 | 344 | 318 | 268 | PL 21 | PL0100 | 6995 | 89 | 36 | 71 | 24296 | 1369 | 133616 | 256848
PL-91 | Konin | Poland | EU | Lignite | ZEPAK | 52.2842 | 18.2711 | 1958 | 2022 | 2020-07-22 | no | Open | operational | 2 | 0 | 78 | 0 | 2194482 | 2495637 | 2059700 | 967856 | 893249 | 816054 | 635646 | 629323 | 675320 | 697187 | 628153 | 626543 | 641379 | 169744 | 5874 | 1693 | 1061 | 1374 | 1305 | 1565 | 1376 | 1613.59 | 1424.919 | 1388 | 1050 | 1129 | 1297 | 1312 | 1382 | 1450 | 1128.653 | 71 | 91 | 82 | 71 | 86 | 69 | 115.23 | 78.417 | 44 | 34 | 35 | 37 | 39 | 34 | 35 | 35 | PL 22 | PL0099 | 6994 | 27 | 11 | 21 | 7738 | 431 | 40230 | 77075
PL-96 | Kozienice | Poland | EU | Hard coal | Enea | 51.6647 | 21.4667 | 1972 |  |  | no | Open | operational | 11 | 0 | 3994 | 0 | 10243459 | 10846565 | 10546967 | 10004616 | 10686735 | 10835725 | 10299069 | 9925556 | 10230491 | 10960698 | 11393513 | 12006243 | 12115069 | 14069876 | 10463178 | 35145 | 31279 | 32488 | 33405 | 34442 | 30985 | 9657.0383 | 9920 | 21718 | 20375 | 18203 | 18109 | 17177 | 16137 | 14308.1641 | 12200 | 1078 | 1048 | 787 | 856 | 1050 | 927 | 401.9969 | 188.47 | 414 | 309 | 217 | 218 | 263 | 249 | 250 | 268 | PL 4 | PL0028 | 4951 | 199 | 79 | 163 | 54342 | 3036 | 299394 | 575853
PL-98 | Krakow | Poland | EU | Hard coal | PGE | 50.0542 | 20.0069 | 1970 |  |  | no | Open | operational | 3 | 0 | 350 | 0 | 2071217 | 2015780 | 2080513 | 1792173 | 1719359 | 1920463 | 1765511 | 1783440 | 1866960 | 1747087 | 1782340 | 1909684 | 1775841 | 1721648 | 1574257 | 5914 | 6082 | 6601 | 5758 | 6252 | 6316 | 1031.72 | 833.763 | 4039 | 3881 | 4247 | 4198 | 4375 | 3465 | 2525.83 | 1878.067 | 440 | 530 | 751 | 682 | 370 | 236 | 105.87 | 105.144 | 40 | 36.3 | 15.8 | 11.2 |  |  | 10.5 | 27.84 | PL 38 | PL0011 | 4644 | 29 | 11 | 24 | 7497 | 424 | 43783 | 84492
PL-107 | Laziska | Poland | EU | Hard coal | Tauron | 50.1337 | 18.8465 | 1960 |  |  | no | Open | operational | 6 | 0 | 1155 | 0 | 4965199 | 5270837 | 5128589 | 4896465 | 4525558 | 4867536 | 5095312 | 3997000 | 3977321 | 3445336 | 3784947 | 3703360 | 3879920 | 3154175 | 3026691 | 7426 | 6943 | 5306 | 5577 | 5079 | 4748 | 3714.546 | 3430 | 9261 | 9212 | 6698 | 5802 | 4254 | 3854 | 3462.426 | 3300 | 760 | 566 | 351 | 299 | 321 | 286 | 193.176 | 131 |  | 79.4 | 20.5 | 103 | 115 | 60.7 | 37.9 | 78.8 | PL 12 | PL0092 | 6494 | 62 | 26 | 50 | 17836 | 991 | 93091 | 178417
PL-113 | Lodz 2 | Poland | EU | Hard coal |  | 51.7984 | 19.4203 | 1958 | 2015 |  | no | Retired or fuel switch | retired | 0 | 0 | 0 | 0 | 540263 | 538958 | 545138 | 579071 | 490787 | 538428 | 493340 | 482460 | 457853 | 394746 | 189712 |  |  |  |  | 2040 | 2216 | 2128 | 1801 | 1815 | 963 | 2360 |  | 1223 | 1035 | 1054 | 1019 | 887 | 435 | 1160 |  | 130 | 133 | 84 | 89 | 71 | 32 |  |  | 10.5 |  |  |  |  | 13 | 16.2 |  | PL 89 | PL0006 | 1322 | 30 | 13 | 25 | 9434 | 517 | 46135 | 88061
PL-114 | Lodz 3 | Poland | EU | Hard coal | Veolia | 51.7424 | 19.4476 | 1968 |  |  | no | Open | operational | 4 | 0 | 197.5 | 0 | 956264 | 932665 | 947299 | 882237 | 893894 | 935659 | 796043 | 807754 | 789881 | 589473 | 656150 | 865511 | 834130 | 831302 | 836325 | 3977 | 3615 | 3406 | 2940 | 2335 | 2515 | 2360.2891 | 541.63 | 2302 | 1837 | 1721 | 1717 | 1234 | 1347 | 1164.553 | 859.275 | 123 | 99 | 92 | 77 | 54 | 44 | 51.5312 | 16.983 | [8 empty] | PL 87 | PL0007 |  | 31 | 14 | 25 | 9564 | 525 | 46829 | 89378
PL-115 | Lodz 4 | Poland | EU | Hard coal | Veolia | 51.7463 | 19.5382 | 1977 |  |  | no | Open | operational | 3 | 0 | 215 | 0 | 1039988 | 949324 | 1105197 | 1074331 | 1008628 | 1060683 | 839098 | 704950 | 657359 | 646548 | 769004 | 900368 | 929878 | 895957 | 693780 | 3944 | 2949 | 2141 | 2023 | 2069 | 1541 | 838.2156 | 814 | 2368 | 1760 | 1525 | 1378 | 1201 | 1076 | 1195.8534 | 1100 | 42 | 33 | 48 | 44 | 43 | 50 | 55.3466 | 28.984 | 23.8 | 19.3 | 15.9 | 14.2 | 15 | 18 | 21.3 |  | PL 88 | PL0008 | 1323 | 17 | 7 | 14 | 4694 | 263 | 25732 | 49471
PL-126 | Mielec | Poland | EU | Hard coal | E-Star Plc | 50.3044 | 21.4611 | 1962 |  |  | no | Open | operational | 1 | 0 | 30.44 | 0 | 188937 | 170959 | 176414 | 170387 | 152448 | 170391 | 153400 | 167066 | 151246 | 138591 | 138643 | 153559 | 168887 | 157990 | 151967 | [6 empty] | 546 | 566 | [6 empty] | 244 | 257 | [16 empty] | PL 40 |  | 5211 | 7 | 3 | 6 | 2145 | 117 | 10404 | 19848
PL-132 | Dolna Odra | Poland | EU | Hard coal | PGE | 53.2058 | 14.4663 | 1974 |  |  | no | Open | operational | 6 | 0 | 1362 | 0 | 3682565 | 5452488 | 5753619 | 5635102 | 4982434 | 5653387 | 5832818 | 4869755 | 4839316 | 4441563 | 4691837 | 4336723 | 3849980 | 3480875 | 2406243 | 12339 | 14692 | 7954 | 5919 | 1803 | 1969 | 2018.763 | 1700 | 10981 | 11619 | 9766 | 8346 | 6397 | 4332 | 4696.757 | 4170 | 370 | 295 | 155 | 174 | 107 | 80 | 82.707 | 22.556 | 63.8 | 65.33 | 96 | 94.78 | 86.43 | 89 | 147 | 59.4 | PL 16 | PL0067 | 7121 | 85 | 36 | 68 | 28481 | 1411 | 128323 | 246156
PL-140 | Ostroleka | Poland | EU | Hard coal | Energa | 53.1044 | 21.612 | 1958 |  |  | no | Open | operational | 4 | 0 | 681.1 | 0 | 2699894 | 3134609 | 3038913 | 3246884 | 2869728 | 2883695 | 3186732 | 2583813 | 2823847 | 2934580 | 2017491 | 2300685 | 2320639 | 2271776 | 1849931 | 9399 | 9628 | 7832 | 9203 | 10108 | 5635 | 3506.29 | 2432.691 | 4793 | 5564 | 5160 | 5670 | 5850 | 4221 | 2437.83 | 2217.14 | 365 | 433 | 373 | 430 | 388 | 142 | 166.84 | 187.9 | 69 | 75 | 66 | 29 | 28 | 18.4 | 15.6 | 16.1 | PL 20; PL 19 | PL0030; PL0029 | 4985 | 52 | 22 | 42 | 15515 | 858 | 78506 | 150152
PL-155 | Polaniec | Poland | EU | Hard coal | ENEA | 50.4381 | 21.3368 | 1979 |  |  | no | Open | operational | 7 | 0 | 1674 | 0 | 4363815 | 5623632 | 5469380 | 5139790 | 6024281 | 7290568 | 7070253 | 6426108 | 5566819 | 6118214 | 6299450 | 7733638 | 7029514 | 8219329 | 6751791 | 10541 | 9489 | 7527 | 4894 | 6889 | 17017 | 7692.7628 | 7110 | 12345 | 12789 | 12287 | 10366 | 12871 | 14692 | 15637.4666 | 11900 | 701 | 580 | 697 | 582 | 448 | 466 | 600.1413 | 472 | 74.9 | 122 | 99.3 | 73.56 | 88.8 | 192 | 229 | 333 | PL 5 | PL0026 | 6672 | 193 | 74 | 158 | 50507 | 2843 | 288803 | 556671
PL-158 | Poznan Garbary | Poland | EU | Hard coal |  | 52.4141 | 16.9449 | 1929 | 2015 |  | no | Retired or fuel switch | retired | 0 | 0 | 0 | 0 | 16252 | 10957 | 7430 | 1243 | 16 | 4811 | 6637 | 6431 | 4647 | 1776 | 2644 | 1924 | [35 empty] | PL 531
PL-159 | Poznan-Karolin | Poland | EU | Hard coal | Veolia | 52.4361 | 16.9889 | 1985 |  |  | no | Open | operational | 3 | 0 | 285 | 0 | 1697392 | 1622121 | 1505584 | 1501213 | 1606130 | 1445134 | 1312457 | 1193853 | 1153452 | 1043303 | 1144354 | 1110598 | 1227413 | 1294641 | 1141567 | 3727 | 3253 | 2788 | 2663 | 2148 | 1839 | 681.09 | 529.426 | 2396 | 2076 | 1910 | 1934 | 1818 | 2086 | 2012.64 | 2087.067 | 243 | 285 | 241 | 204 | 216 | 115 | 60.58 | 50.179 | 24 | 31 | 30 | 26.6 | 24.1 | 24.3 | 38 | 35.3 | PL 522 | PL0010 | 6963 | 22 | 8 | 18 | 5461 | 309 | 32601 | 62998
PL-176 | Halemba | Poland | EU | Hard coal |  | 50.2344 | 18.8497 | 1960 | 2012 |  | no | Retired or fuel switch | retired | 0 | 0 | 0 | 0 | CO2 emissions (EU only) 2005: 721204; CO2 emissions (EU only) 2006: 450619; CO2 emissions (EU only) 2007: 459660; CO2 emissions (EU only) 2008: 342672; CO2 emissions (EU only) 2009: 307532; CO2 emissions (EU only) 2010: 335309; CO2 emissions (EU only) 2011: 186932; CO2 emissions (EU only) 2012: 74235 | [32 empty] | PL 13
PL-178 | Rybnik | Poland | EU | Hard coal | PGE | 50.1333 | 18.5236 | 1972 |  |  | no | Open | operational | 8 | 0 | 1775 | 0 | 8610371 | 8642969 | 8423079 | 8121792 | 7244279 | 8229363 | 8247038 | 7932724 | 8385181 | 7246717 | 6548392 | 7050817 | 6484111 | 5249573 | 4357483 | 24200 | 23636 | 23464 | 23394 | 20096 | 16386 | 10860.31 | 3792.382 | 16350 | 15929 | 15593 | 14448 | 11837 | 9994 | 9456.69 | 9034.859 | 904 | 892 | 814 | 978 | 776 | 709 | 583.99 | 532.291 |  |  | 183 | 179 | 159 | 138 | 119 | 106 | PL 6 | PL0012 | 6461 | 175 | 74 | 141 | 51163 | 2841 | 265050 | 507729
PL-180 | Czechnica | Poland | EU | Hard coal | PGE | 51.0381 | 17.1503 | 1955 | 2023 | 2019-08-12 | no | Open | operational | 3 | 0 | 132 | 0 | 428416 | 443680 | 441107 | 428461 | 413886 | 446835 | 235082 | 226975 | 351439 | 246969 | 280217 | 342398 | 355460 | 392765 | 408836 | 1440 | 755 | 882 | 1357 | 926 | 915 | 1142.1856 | 1240 | 905 | 646 | 717 | 798 | 647 | 697 | 766.7047 | 792 | 63 | 23 | 43 | 41 | 27 | 29 | 36.4807 | 11.564 | [8 empty] | PL 90 | PL0101 | 234 | 16 | 7 | 13 | 4970 | 274 | 25049 | 47901
PL-182 | Skawina | Poland | EU | Hard coal | CEZ | 49.9757 | 19.8011 | 1961 |  |  | no | Open | operational | 3 | 0 | 330 | 0 | 2577259 | 2764094 | 2685215 | 1670574 | 1230055 | 1213232 | 1100009 | 999459 | 1502218 | 1516040 | 1564082 | 1511824 | 1454765 | 1460511 | 1011513 | 4501 | 3743 | 4805 | 6842 | 5867 | 7154 | 1944.8325 | 2000 | 2392 | 2604 | 2680 | 3262 | 3013 | 3002 | 2231.1272 | 2020 | 113 | 121 | 213 | 273 | 210 | 236 | 24.2958 | 23.379 |  |  | 20.7 | 34 | 31.6 | 13.8 | 14.5 | 14.6 | PL 7 | PL0027 | 4646 | 35 | 14 | 28 | 9804 | 544 | 52407 | 100622
PL-187 | Stalowa Wola | Poland | EU | Hard coal | Tauron | 50.55 | 22.0667 | 1958 | 2020 | 2020-04-09 | no | Open | operational | 2 | 0 | 250 | 0 | 1177301 | 1209962 | 1212493 | 1175209 | 1107982 | 1221164 | 1198472 | 917570 | 1076397 | 423242 | 832521 | 521244 | 448069 | 408636 | 605894 | 5119 | 4942 | 3929 | 4660 | 1716 | 3296 | 1744.412 | 1500 | 2727 | 2707 | 2019 | 2397 | 1097 | 1926 | 1146.086 | 961 | 159 | 155 | 131 | 151 | 51 | 101 | 82.358 | 36.627 |  |  | 37.7 | 50.2 | 12.3 | 21.9 |  | 12.8 | PL 8 | PL0093 | 5214 | 25 | 11 | 20 | 7614 | 421 | 38312 | 73248
PL-198 | Pomorzany | Poland | EU | Hard coal | PGE | 53.3922 | 14.5257 | 1959 |  |  | no | Open | operational | 2 | 0 | 134 | 0 | 736439 | 764937 | 700346 | 794732 | 806870 | 729824 | 750156 | 799966 | 710881 | 692621 | 763880 | 468746 | 399017 | 417639 | 464453 | 2542 | 2533 | 2699 | 2443 | 2135 | 2379 | 1453.7 | 1132.662 | 1304 | 1445 | 1536 | 1405 | 1254 | 1466 | 887.76 | 720.724 | 84 | 129 | 146 | 155 | 130 | 101 | 93.17 | 59.096 | 58.7 |  | 15.4 | 13.6 | 13.2 | 14.7 |  |  | PL 17 | PL0068 | 7120 | 30 | 14 | 24 | 11413 | 559 | 45665 | 86873
PL-200 | Szczecin | Poland | EU | Hard coal | PGE | 53.4113 | 14.586 | 1957 |  |  | no | Open | operational | 1 | 0 | 68.5 | 0 | 302213 | 309516 | 289938 | 438641 | 289489 | 303161 | 129461 | 59 | 483 | 1273 | 1470 | 1489 | 1129 | 478 | 1336 | 832 | 368 | 42 | 60 | 84 | 73 | 30.38 | 13.255 | 493 | 270 | 493 | 544 | 572 | 569 | 462.26 | 180.246 | 35 | 16 | 44 | 15 | 17 | 26 | 28.5 | 9.547 |  | 1.8 | [6 empty] | PL 18 | PL0069 | 7119 | 6 | 3 | 5 | 1933 | 98 | 9672 | 18658
PL-211 | Siersza | Poland | EU | Hard coal | Tauron | 50.2064 | 19.463 | 1969 |  |  | no | Open | operational | 4 | 0 | 557 | 0 | 2725654 | 2667650 | 2971110 | 2512477 | 1718169 | 2056251 | 2313751 | 1822453 | 1757898 | 1311261 | 1816763 | 1597860 | 1538045 | 1373302 | 1177875 | 6955 | 8131 | 5901 | 5328 | 3794 | 5351 | 2341.2002 | 2690 | 2730 | 3006 | 2417 | 2098 | 1379 | 2265 | 1595.262 | 1710 | 271 | 486 | 225 | 200 | 123 | 270 | 191.114 | 123 |  | 27.1 | 14.8 | 36.9 | 33.3 | 31.3 | 47.3 | 34.6 | PL 15 | PL0085 | 4663 | 35 | 15 | 28 | 10497 | 583 | 53050 | 101432
PL-214 | Adamow | Poland | EU | Lignite | ZEPAK | 52.0122 | 18.5461 | 1964 | 2017 | 2017-12-05 | no | Retired or fuel switch | retired | 0 | 0 | 0 | 0 | 3761645 | 4191896 | 4576964 | 4111909 | 4073310 | 3998568 | 4087031 | 3326817 | 3989590 | 4128412 | 3908045 | 3436640 | 2852921 |  |  | 12873 | 18128 | 11224 | 13516 | 14088 | 13305 | 13632.58 | 12860.436 | 7417 | 8373 | 6387 | 7829 | 7571 | 7471 | 6930.48 | 5624.09 | 2278 | 1999 | 1617 | 1400 | 1770 | 2082 | 2282.15 | 1900.955 | 526 | 572 | 457 | 437 | 451 | 438 | 382 | 320 | PL 23 | PL0098 | 6993 | 195 | 89 | 150 | 60233 | 3371 | 297360 | 567285
PL-216 | Tychy | Poland | EU | Hard coal | Tauron | 50.1063 | 19.0143 | 2003 |  |  | no | Open | operational | 3 | 0 | 155 | 0 | 455895 | 486573 | 408842 | 386242 | 319802 | 380621 | 338684 | 196532 | 105609 | 67591 | 64889 | 255502 | 422857 | 426764 | 351331 | 1541 | 1324 | 743 | 506 | 185 | 314 | 562.2077 | 590 | 612 | 473 | 246 | 384 | 306 | 308 | 494.6489 | 543 | 76 | 83 | 33 | 33 | 36 | 29 | 26.2505 | 4.644 | [8 empty] | PL 45 | PL0084 | 6459 | 9 | 4 | 7 | 2647 | 147 | 13728 | 26300
PL-221 | Siekierki | Poland | EU | Hard coal | PGNiG | 52.1896 | 21.0906 | 1961 |  |  | no | Open | operational | 5 | 0 | 591 | 0 | 3503474 | 3292634 | 3483463 | 3421583 | 3318030 | 3463696 | 3215447 | 3269733 | 3287897 | 3156409 | 2842416 | 2969659 | 3047184 | 3127572 | 2961052 | 16096 | 9266 | 6283 | 5430 | 5053 | 4009 | 3490 | 3581.109 | 7608 | 5978 | 5167 | 4064 | 3391 | 2559 | 2427.1476 | 2491.178 | 406 | 392 | 296 | 282 | 282 | 276 | 247.7935 | 254.262 | 92.3 | 70.91 | 58.34 | 43.15 | 38.9 | 38.7 | 35.4 |  | PL 27 | PL0072 | 4978 | 52 | 23 | 42 | 15637 | 868 | 79163 | 151389
PL-223 | Zeran | Poland | EU | Hard coal | PGNiG | 52.2944 | 20.9943 | 1954 | 8888 | 2020-06-30 | no | Open | operational | 1 | 0 | 386 | 0 | 2488073 | 2513679 | 2477704 | 2471373 | 2440519 | 2591025 | 2422063 | 2379934 | 2488481 | 2273446 | 2324804 | 2303302 | 2339049 | 2224942 | 2171620 | 6391 | 7129 | 7190 | 7988 | 7829 | 6890 | 6846.6297 | 2049.18 | 3635 | 3900 | 2834 | 3160 | 3131 | 3101 | 2726.472 | 884.498 | 377 | 419 | 413 | 451 | 467 | 306 | 309.7001 | 130.731 | 45.5 | 43.3 | 42.1 | 26.9 | 23.6 | 26.3 | 27.3 |  | PL 28 | PL0104 | 4979 | 85 | 39 | 68 | 27112 | 1492 | 130630 | 248988
PL-234 | Wroclaw | Poland | EU | Hard coal | PGE | 51.1239 | 17.0244 | 1970 |  |  | no | Open | operational | 3 | 0 | 263 | 0 | 1447181 | 1458875 | 1387561 | 1211561 | 1180221 | 1166637 | 990471 | 981642 | 1167706 | 1072081 | 1081987 | 1197061 | 1167224 | 1185847 | 1128363 | 4097 | 3766 | 3758 | 4604 | 3743 | 2674 | 728.1109 | 697 | 2395 | 2164 | 2274 | 2384 | 2160 | 1565 | 888.4412 | 842.756 | 102 | 82 | 80 | 97 | 96 | 73 | 58.6927 | 56.368 | [6 empty] | 6.2 |  | PL 91 | PL0102 | 235 | 14 | 6 | 11 | 3870 | 216 | 20823 | 39983
PL-237 | Zabrze | Poland | EU | Hard coal | Fortum | 50.2992 | 18.8123 | 1976 |  |  | no | Open | operational | 1 | 0 | 74 | 0 | 317791 | 333788 | 309077 | 290671 | 301333 | 321666 | 260340 | 264199 | 303161 | 267121 | 223731 | 186303 | 178158 | 157893 | 66654 | 1591 | 1083 | 1270 | 1862 | 1376 | 765 | 622.23 | 731 | 507 | 699 | 681 | 793 | 709 | 595 | 412.58 | 426.593 | 126 | 117 | 125 | 222 | 124 | 59 | 32.71 | 35.073 | [8 empty] | PL 46 | PL0037 | 6460 | 9 | 4 | 7 | 2730 | 151 | 13749 | 26287
PL-245 | Zgierz | Poland | EU | Lignite |  | 51.8411 | 19.3944 | 1967 | 2015 |  | no | Retired or fuel switch | retired | 0 | 0 | 0 | 0 | 25279 | 20764 | 21859 | 20417 | 15459 | 14392 | 15257 | 15881 | 2432 | [6 empty] | 313 | 276 | 218 | 174 | 236 | 652 | 402 |  | 108 | 92 | 82 | 72 | 89 | 214 | 183 |  | 17 | 14 | 15 | 11 | 12 | 33 | [10 empty] | PL 52 | PL0054 | 20237
PL-249 | Zofiowka | Poland | EU | Hard coal |  | 49.9643 | 18.6268 | 1974 | 2012 |  | no | Retired or fuel switch | no longer coal | 0 | 0 | 0 | 0 | 561546 | 553051 | 564642 | 562386 | 523725 | 414067 | 419940 | 386280 | 384321 | 312872 | 21409 | 263954 | 235212 |  |  | 1294 | 1381 | 1271 | 1280 | 1058 | 28 |  |  | 673 | 638 | 606 | 608 | 493 | 64 |  |  | 99 | 82 | 77 | 88 | 65 | 1 | [10 empty] | PL 73 | PL0077
PL-251 | Zofiowka Moszczenica | Poland | EU | Hard coal | Spolka Energetyczna Jastrzebie | 49.9421 | 18.5698 | 1966 |  |  | no | Open | operational | 1 | 0 | 40.6 | 0 | 234911 | 248006 | 245011 | 234090 | 197432 | 158486 | 136891 | 117002 | 114776 | 117204 | 137097 | 86107 | 77311 | 66504 | 42144 | 640 | 556 | 476 | 409 | 406 | 327 | 225.42 | 235.421 | 275 | 241 | 201 | 181 | 125 | 167 | 164 | 135 | 30 | 26 | 26 | 24 | 23 | 20 | 14.36 | 7.518 | [8 empty] | PL 72 | PL0078 | 6516 | 3 | 1 | 3 | 1017 | 56 | 5173 | 9895
PL-252 | Patnow II | Poland | EU | Lignite | ZEPAK | 52.3055 | 18.2317 | 2008 | 2029 | 2020-10-01 | no | Open | operational | 1 | 0 | 474 | 0 |  |  |  | 1055925 | 2102924 | 2356035 | 2281760 | 2722755 | 2532137 | 2488611 | 2350415 | 2027837 | 2605436 | 2454232 | 2450404 | 1012 | 1190 | 1518 | 1698 | 1334 | 1149 | 1298.36 | 1147.393 | 1770 | 1755 | 2080 | 2101 | 1894 | 1654 | 1799.14 | 2032.96 | 108 | 108 | 121 | 116 | 98 | 74 | 34.82 | 63.898 | 172 | 132 | 158 | 122 | 119 | 114 | 91 | 127 | PL 931 | PL0025 | 81484 | 26 | 10 | 21 | 7068 | 394 | 38638 | 74286
PL-254 | Zabrze II | Poland | EU | Hard coal | Fortum | 50.3249 | 18.7857 | 2018 |  |  | no | Open | operational | 1 | 0 | 220 | 0 | CO2 emissions (EU only) 2018: 54659; CO2 emissions (EU only) 2019: 323784
PL-255 | Ostroleka C | Poland | EU | Hard coal | ENERGA, Enea | 53.1036 | 21.6125 | 2020 | 2020 | 2020-06-02 | no | Retired or fuel switch | no longer coal | 0 | 0 | 0 | 0
PL-256 | Pulawy | Poland | EU | Hard coal | Grupa Azoty | 51.4164 | 21.9693 | 2022 |  |  | no | Construction | construction | 0 | 1 | 0 | 108.6957
PT-3 | Pego | Portugal | EU | Hard coal | Engie, Marubeni, Endesa | 39.466 | -8.112 | 1992 | 2021 | 2020-07-08 | no | Open | operational | 2 | 0 | 682.6087 | 0 | 4185468 | 3956852 | 3266563 | 3217938 | 2835753 | 1619544 | 2136959 | 3188162 | 2767994 | 2700890 | 3615854 | 3260878 | 3746988 | 2792244 | 1018548 | 616 | 1018 | 1627 | 1494 | 1482 | 1942 | 1605 | 2009.54 | 1169 | 1523 | 2372 | 1988 | 2043 | 2967 | 2642 | 3096.33 | 25 | 27 | 31 | 43 | 44 | 42 | 60.8 | 66.88 | 19.5 | 25.9 | 39.3 | 34.3 | 33.7 | 45.1 | 40.9 | 46.1 | PT 23 | PT0019 | 5530 | 18 | 14 | 15 | 5974 | 641 | 28031 | 52408
PT-4 | Sines | Portugal | EU | Hard coal | EDP | 37.9306 | -8.807 | 1985 | 2023 | 2020-07-08 | no | Open | operational | 4 | 0 | 1295.6522 | 0 | 8596172 | 8730335 | 7180123 | 6151342 | 7706253 | 4438198 | 6251550 | 7785589 | 7184113 | 7398654 | 8683899 | 7316936 | 8396291 | 7432821 | 3726640 | 2379 | 2991 | 3789 | 4045 | 3871 | 4856 | 3474.1 | 4343.156 | 7613 | 4706 | 3827 | 4624 | 4461 | 5444 | 4564.5 | 5303.054 | 99 | 285 | 179 | 44 | 35 | 16 | 19.3 | 38.92 | 58.52 | 79.19 | 113.3 | 98.1 | 97.76 | 113.47 | 93.05 | 106.11 | PT 100 | PT0014; PT0015 | 5485 | 34 | 27 | 29 | 11962 | 1233 | 54853 | 102450
RO-1 | Arad | Romania | EU | Lignite |  | 46.2219 | 21.3294 | 1981 | 2015 |  | no | Retired or fuel switch | retired | 0 | 0 | 0 | 0 |  |  | 632530 | 647881 | 437046 | 385384 | 393522 | 373845 | 324022 | 280702 | 148041 | 177156 | 170020 | 28282 | 76816 | 8386 | 8598 | 7771 | 3282 | 2107 |  |  |  | 401 | 431 | 402 | 297 | 335 | 112 |  |  | 174 | 112 | 101 | 92 | 64 | [11 empty] | RO 42; RO 41 | RO0001; RO0002
RO-2 | Bacau | Romania | EU | Hard coal | City of Bacau | 46.5305 | 26.9409 | 1998 | 2019 | 2019-12-31 | no | Retired or fuel switch | retired | 0 | 0 | 0 | 0 |  |  | 217616 | 202246 | 222478 | 218919 | 235143 | 206736 | 146967 | 73172 | 83133 | 84125 | 78356 | 76387 | 79790 | 2629 | 2796 | 2803 | 2008 |  |  |  |  | 450 | 478 | 548 | 360 | 30 | 17 | 136 | 104 | 99 | 146 | 113 | 85 |  |  | 0.122 | [9 empty] | RO 77; RO 78 | RO0004; RO0005 | 167294
RO-4 | Brasov | Romania | EU | Lignite |  | 45.6623 | 25.6467 | 1990 | 2015 |  | no | Retired or fuel switch | retired | 0 | 0 | 0 | 0 | CO2 emissions (EU only) 2007: 458413; CO2 emissions (EU only) 2008: 406197; CO2 emissions (EU only) 2009: 388223; CO2 emissions (EU only) 2010: 326124; CO2 emissions (EU only) 2011: 104340 | 2347 | 1018 | [6 empty] | 1068 | 459 | [6 empty] | 58 | 25 | [14 empty] | RO 70; RO 71 | RO0160
RO-5 | Craiova II | Romania | EU | Lignite | CE Oltenia SA | 44.3474 | 23.8151 | 1987 |  |  | no | Open | operational | 2 | 0 | 300 | 0 |  |  | 2022746 | 2257591 | 1797740 | 1495325 | 1962612 | 1619393 | 1120185 | 1164735 | 1241520 | 1303931 | 1290216 | 1265999 | 1268134 | 17476 | 23200 | 18722 | 13520 | 14708 | 15262 | 960.3 | 1507.64 | 3213 | 2601 | 2090 | 1603 | 1620 | 1577 | 1654.3 | 1569.03 | 287 | 375 | 328 | 284 | 258 | 264 | 136.24 | 104 | [8 empty] | RO 3 | RO0059; RO0060 | 167387 | 19 | 9 | 14 | 4289 | 411 | 28912 | 55049
RO-6 | Doicesti | Romania | EU | Lignite |  | 45.0018 | 25.3976 | 1979 | 2015 |  | no | Retired or fuel switch | retired | 0 | 0 | 0 | 0 | CO2 emissions (EU only) 2007: 192023; CO2 emissions (EU only) 2008: 98240; CO2 emissions (EU only) 2009: 3065; CO2 emissions (EU only) 2010: 2659; CO2 emissions (EU only) 2011: 5487 |  | 81 | [7 empty] | 8 | [7 empty] | 16 | [14 empty] | RO 208 | RO0064;RO0063
RO-8 | Drobeta | Romania | EU | Lignite | R.A. Activitati Nucleare (RAAN) | 44.6754 | 22.6883 | 1986 | 2019 | 2019-12-31 | no | Retired or fuel switch | retired | 0 | 0 | 0 | 0 |  |  | 3310489 | 3293554 | 1783173 | 1796517 | 2050777 | 1850569 | 1754505 | 1651905 | 978674 | 261038 | 52491 |  |  | 34469 | 30941 | 40517 | 35932 | 37290 | 21108 | 5476.889 | 1101.324 | 2229 | 1780 | 1961 | 1747 | 1587 | 1139 | 321.175 |  | 604 | 513 | 520 | 445 | 437 | 226 | 46.596 | 9.37 | 109 | 37.1 | 41.1 | 28.9 | 24 | 11.9 |  |  | RO 28 | RO0091; RO0092 | 167394 | 48 | 23 | 37 | 13111 | 1111 | 74623 | 140999
RO-10 | Iasi II | Romania | EU | Hard coal | Veolia | 47.1493 | 27.6048 | 1986 |  |  | no | Open | operational | 1 | 0 | 60 | 0 |  |  | 610542 | 530616 | 461412 | 430461 | 362611 | 331773 | 349374 | 357471 | 352154 | 349836 | 351433 | 18838 | 320371 | 1255 | 1993 | 1487 | 2940 | 700 | 1524 | 2358 | 1471.8 | 751 | 824 | 686 | 1338 | 567 | 599 | 865.625 | 823.12 | 23 | 42 | 21 | 59 | 8 | 11 | 40.75 | 45.51 | 22.8 | 20.5 | [6 empty] | RO 76; RO 75 | RO0130; RO0051; RO0129; RO0131 | 167308 | 25 | 12 | 19 | 6460 | 570 | 38856 | 73607
RO-11 | Isalnita | Romania | EU | Lignite | CE Oltenia SA | 44.3857 | 23.7172 | 1987 |  |  | no | Open | operational | 2 | 0 | 630 | 0 |  |  | 3756033 | 3264421 | 3121875 | 3409838 | 3448612 | 2520067 | 1652543 | 2378893 | 2608863 | 1760749 | 2357658 | 2528089 | 1818205 | 21296 | 9406 | 7149 | 6832 | 2493 | 1588 | 924.776 | 1794.037 | 1273 | 542 | 405 | 595 | 1824 | 2463 | 2035.56 | 2467.257 | 529 | 581 | 457 | 227 | 121 | 178 | 139.698 | 106 | [8 empty] | RO 86 | RO0050 | 167386 | 21 | 10 | 16 | 4616 | 451 | 31884 | 60762
RO-12 | Mintia | Romania | EU | Hard coal | CE Hunedoara SA | 45.9156 | 22.8278 | 1975 |  |  | no | Open | operational | 5 | 0 | 1075 | 0 |  |  | 3908394 | 3536943 | 2428853 | 1700979 | 2369059 | 2099494 | 1902411 | 1581571 | 918725 | 928028 | 862965 | 789039 | 733306 | 17911 | 25778 | 22376 | 21122 | 17476 | 9968 | 11108 | 9936 | 7399 | 10176 | 8558 | 7953 | 6629 | 3904 | 3831 | 3654 | 3685 | 5430 | 4239 | 3870 | 3508 | 2073 | 2105 | 1743 | [8 empty] | RO 110 | RO0049; RO0047; RO0048 | 167410 | 132 | 66 | 96 | 34774 | 2969 | 205073 | 388425
RO-13 | Oradea II | Romania | EU | Lignite |  | 47.0842 | 21.8928 | 1967 | 2013 |  | no | Retired or fuel switch | no longer coal | 0 | 0 | 0 | 0 |  |  | 913000 | 995313 | 956342 | 922313 | 1034037 | 939802 | 959694 | 762135 | 987568 | 426310 |  |  |  | 20290 | 22382 | 15378 | 18414 | 13220 | 18475 | 9878.03 |  | 1290 | 1447 | 1069 | 1311 | 973 | 1094 | 565.87 |  | 2569 | 3118 | 2130 | 2331 | 1148 | 1368 | 706.06 | [9 empty] | RO 112 | RO0078; RO0077 | 167427 | 91 | 45 | 69 | 25129 | 2103 | 142346 | 268996
RO-14 | Govora | Romania | EU | Lignite | Valcea County Council | 45.0408 | 24.2901 | 1986 |  |  | no | Open | operational | 2 | 0 | 100 | 0 |  |  | 1585185 | 1370284 | 1080914 | 1137513 | 1130641 | 1109237 | 1081365 | 1178473 | 1126695 | 1386466 | 1513139 | 1244630 | 1028701 | 21779 | 16220 | 14845 | 17236 | 16219 | 14584 | 12850.547 | 14581.494 | 2992 | 3192 | 3097 | 2858 | 3016 | 2874 | 2687.214 | 2762.742 | 2142 | 2154 | 1628 | 1360 | 1027 | 544 | 368.779 | 376.31 | [8 empty] | RO 73 | RO0086; RO0087; RO0085 | 167399 | 126 | 62 | 97 | 33422 | 2884 | 195564 | 370032
RO-15 | Rovinari | Romania | EU | Lignite | CE Oltenia SA | 44.9134 | 23.1337 | 1976 |  |  | no | Open | operational | 4 | 0 | 1320 | 0 |  |  | 6103822 | 5853872 | 5112073 | 4742492 | 5259194 | 5803856 | 4291363 | 4469942 | 5412542 | 5460945 | 5782942 | 5191433 | 4628600 | 54767 | 38954 | 26291 | 13550 | 10109 | 4088 | 3477.787 | 4299.539 | 11125 | 11065 | 11948 | 8922 | 9263 | 9073 | 4876.932 | 4091.28 | 1850 | 1539 | 1276 | 744 | 556 | 320 | 284.617 | 319.132 | 325 | 378 | 81.7 | 56.4 | 50.9 | 52.2 | 51.4 | 55.2 | RO 87 | RO0089; RO0090 | 167390 | 60 | 29 | 46 | 13858 | 1318 | 92158 | 175350
RO-16 | Suceava CET | Romania | EU | Lignite |  | 47.6519 | 26.2987 | 1987 | 2015 |  | no | Retired or fuel switch | retired | 0 | 0 | 0 | 0 | CO2 emissions (EU only) 2007: 455961; CO2 emissions (EU only) 2008: 417748; CO2 emissions (EU only) 2009: 351798; CO2 emissions (EU only) 2010: 305786; CO2 emissions (EU only) 2011: 287477; CO2 emissions (EU only) 2012: 299022; CO2 emissions (EU only) 2013: 166049 | 675 | 1067 | 1252 | 645 |  |  |  |  | 548 | 582 | 624 | 359 |  |  |  |  | 71 | 45 | 59 | 22 | [12 empty] | RO 202 | RO0096
RO-17 | Turceni | Romania | EU | Lignite | CE Oltenia SA | 44.6648 | 23.4096 | 1981 |  |  | no | Open | operational | 4 | 0 | 1320 | 0 |  |  | 6837217 | 7449622 | 6074492 | 5816735 | 7277369 | 6409365 | 4169782 | 4476006 | 4454326 | 4159951 | 4429457 | 4069124 | 3296552 | 81234 | 76194 | 37520 | 7873 | 5913 | 6726 | 5723.08 | 4226.07 | 13994 | 17211 | 14725 | 9125 | 9799 | 9750 | 6502.7 | 6783.25 | 1320 | 1647 | 1037 | 303 | 217 | 210 | 200.36 | 237 | 427 | 573 | 96.9 | 45.1 | 43.7 | 46 | 42.4 | 45.8 | RO 88 | RO0101; RO0103; RO0102; RO0100 | 167389 | 87 | 43 | 68 | 20557 | 1939 | 134724 | 256157
RO-18 | Paroseni | Romania | EU | Hard coal | CE Hunedoara SA | 45.3609 | 23.2636 | 1964 |  |  | no | Open | operational | 1 | 0 | 150 | 0 |  |  | 979051 | 970935 | 1046521 | 909456 | 960128 | 969180 | 917448 | 884101 | 832470 | 420620 | 339424 | 298473 | 153808 | 11753 | 11713 | 13099 | 14156 | 13629 | 12060 | 6132.28 | 4984.79 | 503 | 485 | 548 | 550 | 505 | 487 | 286.22 | 272.71 | 87 | 47 | 60 | 103 | 101 | 75 | 42.12 | 28.62 | [8 empty] | RO 209 | RO0104; RO0105 | 167411 | 53 | 26 | 41 | 14578 | 1233 | 82773 | 156379
RO-19 | Zalau | Romania | EU | Lignite |  | 47.2103 | 23.0324 | 1982 | 2015 |  | no | Retired or fuel switch | retired | 0 | 0 | 0 | 0 |  |  | 19657 | 18976 | 13732 | 10593 | 9084 | 7949 | 6674 | 3084 | 5 | [12 empty] | 14 | 15 | 13 | 8 | 5 | [19 empty] | RO 228 | RO0175; RO0176
RS-1 | Kolubara A | Serbia | Western Balkans | Lignite | EPS- Elektroprivreda Srbije | 44.4803 | 20.2935 | 1956 |  |  | no | Open | operational | 4 | 0 | 239 | 0 | [15 empty] | 12920 | 16750 | 26130 | 19820 | 15280 | 12433 | 5834 | 7028 | 2524 | 2909 | 3650 | 2140 | 1596 | 2821 | 1298 | 171 | 2449 | 1950 | 5326 | 2539 | 1580 | 4586 | 3255.6 | 3202 | [10 empty] | 124088 | 57 | 31 | 35 | 16761 | 1194 | 68412 | 129434
RS-2 | Kostolac A | Serbia | Western Balkans | Lignite | EPS- Elektroprivreda Srbije | 44.7237 | 21.1716 | 1967 |  |  | no | Open | operational | 2 | 0 | 310 | 0 | [15 empty] | 53000 | 51700 | 54200 | 51700 | 39900 | 49000 | 74900 | 54200 | 3190 | 3220 | 3290 | 3190 | 2330 | 3720 | 4880 | 4410 | 1690 | 1510 | 1660 | 1340 | 499 | 1300 | 1030 | 717 |  | 183 | 700 | 345 | 352 |  | 391 | 197 |  |  | 124105 | 381 | 196 | 299 | 114625 | 8295 | 460033 | 868613
RS-3 | Kostolac B | Serbia | Western Balkans | Lignite | EPS- Elektroprivreda Srbije | 44.7307 | 21.211 | 1987 |  |  | no | Open | operational | 2 | 1 | 697 | 380.4348 | [15 empty] | 58700 | 97800 | 43100 | 89100 | 34500 | 65400 | 128000 | 110000 | 5570 | 8670 | 2950 | 7670 | 3390 | 4610 | 8820 | 8630 | 2670 | 6950 | 4270 | 3720 | 355 | 950 | 2340 | 1250 |  | 388 | 490 | 720 | 369 |  | 784 | 409 |  |  | 124106 | 657 | 339 | 514 | 197612 | 14301 | 793565 | 1498452
RS-4 | Morava | Serbia | Western Balkans | Lignite | EPS- Elektroprivreda Srbije | 44.2238 | 21.1631 | 1969 |  |  | no | Open | operational | 1 | 0 | 120 | 0 | [15 empty] | 10600 | 9310 | 17100 | 11400 | 9180 | 2330 | 2540 | 12300 | 908 | 990 | 1450 | 1500 | 1200 | 639 | 697 | 1850 | 3100 | 3700 | 4560 | 1910 | 1620 | 1830 | 807 | 78 |  | 83 | 83 |  |  |  | 12 | 615 |  |  | 124093 | 21 | 11 | 14 | 6081 | 440 | 24947 | 47197
RS-5 | Nikola Tesla A | Serbia | Western Balkans | Lignite | EPS- Elektroprivreda Srbije | 44.6713 | 20.1584 | 1970 |  |  | no | Open | operational | 6 | 0 | 1745 | 0 | [15 empty] | 105000 | 126000 | 105000 | 50700 | 101000 | 101000 | 109000 | 81200 | 15700 | 21600 | 20200 | 20100 | 18000 | 18200 | 16400 | 12200 | 6300 | 7300 | 4120 | 4420 | 3640 | 1970 | 2680 | 3140 | [10 empty] | 124090 | 600 | 310 | 473 | 178138 | 13003 | 722996 | 1366077
RS-6 | Nikola Tesla B | Serbia | Western Balkans | Lignite | EPS- Elektroprivreda Srbije | 44.6713 | 20.1584 | 1983 |  |  | no | Open | operational | 2 | 0 | 1290 | 0 | [15 empty] | 85200 | 66600 | 94000 | 93200 | 104000 | 69000 | 57100 | 83500 | 15200 | 14100 | 12100 | 14300 | 15400 | 16200 | 11400 | 13600 | 2150 | 1940 | 2120 | 1290 | 921 | 1320 | 1020 | 1520 | [10 empty] | 124091 | 322 | 166 | 257 | 95114 | 6983 | 388302 | 733917
SE-11 | Vaerta | Sweden | EU | Hard coal | Fortum | 59.3526 | 18.1009 | 1990 | 2020 | 2017-02-21 | no | Retired or fuel switch | retired | 0 | 0 | 0 | 0 | 700634 | 662775 | 630430 | 610389 | 740342 | 883333 | 648462 | 542738 | 632831 | 517705 | 608308 | 424889 | 456204 | 499698 | 311485 | 289 | 101 | 86 | 116 | 78 | 58 | 74.1 | 51.57 | 471 | 297 | 269 | 330 | 219 | 185 | 284.13 | 285.31 | 11 | 5 | 4 | 2 | 2 | 5 | 4.7 | 1.79 | [8 empty] | SE 45 | SE0085 | 187 | 1 | 0 | 1 | 236 | 16 | 1878 | 3648
SI-3 | Te-Tol | Slovenia | EU | Lignite | Termoelektrarna Toplarna | 46.058 | 14.5451 | 1966 |  |  | no | Open | operational | 3 | 0 | 124 | 0 | 858187 | 809286 | 809426 | 826144 | 701085 | 756316 | 721924 | 670947 | 649890 | 584808 | 565901 | 576966 | 611420 | 627047 | 487679 | 483 | 456 | 419 | 449 | 373 | 366 | 365.967 | 433.095 | 1317 | 1134 | 1030 | 871 | 737 | 731 | 697.197 | 776.085 | 55 | 53 | 27 | 22 | 18 | 18 | 20.639 | 18.245 | [8 empty] | SI 5 | SI0001; LT0024; SI0002 | 7229 | 13 | 8 | 9 | 4079 | 330 | 20496 | 38746
SI-4 | Sostanj | Slovenia | EU | Lignite | HSE | 46.3723 | 15.0534 | 1977 |  |  | no | Open | operational | 2 | 0 | 945 | 0 | 4622633 | 4662428 | 4906889 | 4798149 | 4573225 | 4775277 | 4676085 | 4547821 | 4362082 | 3530977 | 3791039 | 4148697 | 4073442 | 3927162 | 3817347 | 4039 | 4271 | 3999 | 3547 | 2755 | 1299 | 911.13 | 1320 | 7816 | 7597 | 7010 | 6312 | 5126 | 3210 | 2699.268 | 3260 | 148 | 213 | 228 | 182 | 142 | 88 | 61.573 | 64.2 |  | 73.7 | 37.3 | 10.2 |  |  |  |  | SI 4 | SI0006; SI0005; SI0004; SI0007; SI0008 | 7125 | 44 | 27 | 32 | 13352 | 1110 | 68661 | 129952
SI-5 | Trbovlje | Slovenia | EU | Hard coal | HSE | 46.1258 | 15.0611 | 1966 | 2018 | 2018-01-01 | no | Retired or fuel switch | retired | 0 | 0 | 0 | 0 | 670750 | 747600 | 727309 | 682625 | 729965 | 591297 | 747089 | 636131 | 553014 | 143390 | 232 | 276 | 1935 | 69 | 222 | 1262 | 1671 | 1743 | 1156 | 312 |  |  |  | 1000 | 1254 | 1221 | 1035 | 284 |  |  |  | 54 | 98 | 126 | 54 | 11 | [11 empty] | SI 6 | SI0003
SK-4 | Teko | Slovakia | EU | Hard coal | Teko | 48.6997 | 21.2731 | 1967 |  |  | 2023 | Open | operational | 1 | 0 | 66 | 0 | 521217 | 537022 | 544697 | 518650 | 497653 | 533007 | 523551 | 490424 | 505477 | 446297 | 429166 | 370382 | 406623 | 412351 | 382694 | 1144 | 1381 | 1160 | 1154 | 1035 | 869 | 213.8607 | 229.15 | 1594 | 1562 | 1257 | 1414 | 1241 | 461 | 241.468 | 275 | 92 | 90 | 95 | 76 | 85 | 37 | 2.194 | 2.009 | [8 empty] | SK 144 | SK0073; SK0055; SK0054; SK0053 | 10265 | 4 | 2 | 3 | 1071 | 59 | 5714 | 10970
SK-13 | Vojany I | Slovakia | EU | Hard coal | EPH, Enel | 48.5525 | 21.9726 | 1966 |  |  | 2023 | Open | operational | 2 | 0 | 220 | 0 | 2646143 | 2615611 | 2005236 | 1583830 | 898417 | 645958 | 573432 | 600273 | 375818 | 375483 | 390409 | 448783 | 617778 | 710588 | 319985 | 497 | 635 | 631 | 368 | 456 | 511 | 259.179 | 385.892 | 989 | 627 | 616 | 121 | 98 | 62 | 92.547 | 132 | 18 | 15 | 16 | 22 | 15 | 15 | 14.786 | 20.669 | [8 empty] | SK 109 | SK0037; SK0036; SK0038; SK0040; SK0041 | 10271 | 3 | 1 | 3 | 1017 | 56 | 4866 | 9270
SK-14 | Novaky | Slovakia | EU | Lignite | EPH, Enel | 48.6937 | 18.5321 | 1964 |  |  | 2023 | Open | operational | 4 | 0 | 266 | 0 | 2155316 | 2056171 | 2097420 | 2495193 | 2445307 | 2361963 | 2398722 | 2289752 | 2299035 | 2077299 | 2143125 | 1854213 | 1789587 | 1578201 | 1503209 | 36448 | 39549 | 33349 | 31003 | 24696 | 46755 | 6134.1249 | 6860 | 3535 | 4226 | 3524 | 3270 | 3272 | 3820 | 1792.2624 | 1690 | 333 | 413 | 296 | 263 | 277 | 510 | 153.9313 | 30.12 | [8 empty] | SK 110 | SK0035; SK0033; SK0034 | 9701 | 71 | 33 | 56 | 22996 | 1258 | 108331 | 206179
SK-17 | Zvolenska | Slovakia | EU | Lignite | Zvolenska Teplarenska | 48.5667 | 19.17 | 1986 | 8888 | 2020-06-30 | 2023 | Open | operational | 2 | 0 | 44 | 0 | 218378 | 205329 | 166829 | 161775 | 166286 | 184124 | 137547 | 125479 | 111196 | 95078 | 96610 | 98811 | 97324 | 100081 | 99745 | 1077 | 999 | 981 | 1122 | 633 | 487 | 662.502 | 272.369 | 431 | 401 | 510 | 533 | 458 | 408 | 414.465 | 196.558 | 40 | 31 | 44 | 46 | 27 | 28 | 43.792 | 20.572 | [8 empty] | SK 162 | SK0061; SK0060 | 9704 | 10 | 4 | 8 | 2890 | 160 | 14480 | 27672
SK-18 | Martinska | Slovakia | EU | Lignite | Martinska | 49.0592 | 18.907 | 1962 | 2020 | 2018-06-22 | 2023 | Open | operational | 2 | 0 | 42 | 0 | 188152 | 195618 | 172422 | 191353 | 181311 | 142111 | 139294 | 134809 | 124322 | 99146 | 118385 | 119240 | 120572 | 119952 | 105260 | 724 | 657 | 795 | 475 | 346 | 365 | 445.398 | 404.238 | 277 | 275 | 292 | 240 | 218 | 222 | 261.489 | 257.998 | 12 | 11 | 9 | 9 | 6 | 8 | 10.6374 | 7.741 | 22.8 | 17.6 | 17.8 | 15.2 |  |  | 12.6 |  | SK 75 | SK0025 | 10927 | 6 | 3 | 5 | 1872 | 103 | 9310 | 17789
TR-1 | Silopi | Turkey | Turkey | Lignite | Park/Ciner | 37.2465 | 42.4643 | 2009 |  |  | no | Open | operational | 3 | 0 | 413.1 | 0
TR-2 | Atlas | Turkey | Turkey | Hard coal | Diler Holding | 36.5858 | 36.1797 | 2014 |  |  | no | Open | operational | 2 | 0 | 1304.3478 | 0
TR-3 | Colakoglu | Turkey | Turkey | Hard coal | Çolakoğlu | 40.7873 | 29.5292 | 2003 |  |  | no | Open | operational | 1 | 0 | 206.5217 | 0
TR-4 | ICDAS Bekirli | Turkey | Turkey | Hard coal | Içdaş | 40.3916 | 27.0412 | 2011 |  |  | no | Open | operational | 2 | 0 | 1216 | 0
TR-5 | Isken Sugozu | Turkey | Turkey | Hard coal | STEAG | 36.8345 | 35.8684 | 2003 |  |  | no | Open | operational | 2 | 0 | 1320 | 0
TR-6 | Izdemir Enerji | Turkey | Turkey | Hard coal | İzmir Demir Çelik Sanayi A.Ş | 38.7272 | 26.9061 | 2014 |  |  | no | Open | operational | 1 | 0 | 380.4348 | 0
TR-7 | Zonguldak Eren I | Turkey | Turkey | Hard coal | Eren | 41.497 | 31.8436 | 2010 |  |  | no | Open | operational | 1 | 0 | 173.913 | 0
TR-8 | ICDAS Celik | Turkey | Turkey | Hard coal | Içdaş | 40.4404 | 27.1049 | 2005 |  |  | no | Open | operational | 3 | 0 | 410.1 | 0
TR-9 | Afsin Elbistan A | Turkey | Turkey | Lignite | EÜAŞ | 38.3532 | 36.9828 | 1984 |  |  | no | Open | deactivated | 4 | 0 | 1472.8261 | 0
TR-10 | Afsin Elbistan B | Turkey | Turkey | Lignite | EÜAŞ | 38.3532 | 36.9828 | 2006 |  |  | no | Open | operational | 4 | 0 | 1565.2174 | 0
TR-11 | Bolu-Goynuk | Turkey | Turkey | Lignite | Aksa (Kazanci Holding) | 40.2529 | 30.7684 | 2015 |  |  | no | Open | operational | 2 | 0 | 275 | 0
TR-12 | Can I Onsekizmart | Turkey | Turkey | Lignite | EÜAŞ | 40.0241 | 26.9584 | 2003 |  |  | no | Open | operational | 2 | 0 | 347.8261 | 0
TR-13 | Catalagzi | Turkey | Turkey | Hard coal | Bereket | 41.497 | 31.8436 | 1989 |  |  | no | Open | deactivated | 2 | 0 | 326.087 | 0
TR-14 | Cayirhan | Turkey | Turkey | Lignite | Park/Ciner | 40.0969 | 31.6947 | 1987 |  |  | no | Open | operational | 4 | 0 | 673.913 | 0
TR-15 | Kangal | Turkey | Turkey | Lignite | Konya Şeker | 39.0747 | 37.2975 | 1989 |  |  | no | Open | deactivated | 3 | 0 | 496.7391 | 0
TR-16 | Kemerkoy | Turkey | Turkey | Lignite | Içtaş & Limak | 37.0286 | 27.9114 | 1994 |  |  | no | Open | operational | 3 | 0 | 684.7826 | 0
TR-17 | Orhaneli | Turkey | Turkey | Lignite | Çelikler | 39.9533 | 28.8522 | 1992 |  |  | no | Open | operational | 1 | 0 | 396.7391 | 0
TR-18 | Seyitomer | Turkey | Turkey | Lignite | Çelikler | 39.5778 | 29.8944 | 1973 |  |  | no | Open | deactivated | 4 | 0 | 652.1739 | 0
TR-19 | Soma B | Turkey | Turkey | Lignite | Konya Şeker | 39.1949 | 27.636 | 1981 |  |  | no | Open | operational | 6 | 0 | 1076.087 | 0
TR-20 | Tufanbeyli | Turkey | Turkey | Lignite | Sabancı, Uniper | 38.2692 | 36.0651 | 2016 |  |  | no | Open | operational | 3 | 0 | 489.1304 | 0
TR-21 | Tuncbilek | Turkey | Turkey | Lignite | Çelikler | 39.629 | 29.4573 | 1966 |  |  | no | Open | deactivated | 3 | 0 | 396.7391 | 0
TR-22 | Yatagan | Turkey | Turkey | Lignite | Bereket | 37.3313 | 28.1001 | 1983 |  |  | no | Open | operational | 3 | 0 | 684.7826 | 0
TR-23 | Yenikoy | Turkey | Turkey | Lignite | Içtaş & Limak | 37.1376 | 27.885 | 1986 |  |  | no | Open | operational | 2 | 0 | 456.5217 | 0
TR-24 | Yunus Emre | Turkey | Turkey | Lignite | Naksan | 39.9836 | 31.3206 | 2018 |  |  | no | Open | operational | 2 | 0 | 315.2174 | 0
TR-25 | Can II | Turkey | Turkey | Lignite | Odaş Enerji | 40.0241 | 26.9584 | 2018 |  |  | no | Open | operational | 1 | 0 | 330 | 0
TR-26 | Cenal | Turkey | Turkey | Hard coal | Cengiz Holding A.Ş. and Alarko Holding A.Ş. (50-50 partnership) | 40.4182 | 27.3167 | 2017 |  |  | no | Open | operational | 2 | 0 | 1320 | 0
TR-27 | Zonguldak Eren II | Turkey | Turkey | Hard coal | Eren | 41.497 | 31.8436 | 2010 |  |  | no | Open | operational | 2 | 0 | 1336.9565 | 0
TR-28 | Zonguldak Eren III | Turkey | Turkey | Hard coal | Eren | 41.497 | 31.8436 | 2016 |  |  | no | Open | operational | 2 | 0 | 1460.8696 | 0
TR-29 | Soma Kolin | Turkey | Turkey | Lignite | Kolin Group | 39.2307 | 27.7184 | 2019 |  |  | no | Open | operational | 2 | 0 | 510 | 0
TR-30 | Hunutlu | Turkey | Turkey | Hard coal | EMBA | 36.8161 | 35.8548 | 2022 |  |  | no | Construction | construction | 0 | 2 | 0 | 1320
UK-2 | Lynemouth | United Kingdom | EU | Hard coal |  | 55.2007 | -1.539 | 1972 | 2015 |  | no | Retired or fuel switch | no longer coal | 0 | 0 | 0 | 0 | 2685512 | 2693932 | 2695748 | 2802040 | 2543017 | 2551364 | 2612450 | 2050363 | 2284177 | 2717964 | 1287305 | 1059 | 2421 | 44027 | 13528 | [32 empty] | GB 376
UK-6 | Aberthaw | United Kingdom | EU | Hard coal | RWE | 51.3875 | -3.4067 | 1971 | 2020 | 2019-08-01 | no | Retired or fuel switch | retired | 0 | 0 | 0 | 0 | 5264973 | 7340340 | 4186423 | 7027839 | 5002555 | 4739140 | 4829978 | 8229115 | 8504964 | 6038198 | 6703696 | 5939877 | 2296592 | 495388 | 660075 | 3402 | 2703 | 3845 | 5751 | 5654 | 6215 | 3416.1 | 1280 | 18370 | 18541 | 31967 | 31540 | 22451 | 25278 | 17152.1 | 6104.05 | 272 | 258 | 489 | 480 | 285 | 345 | 246.1 | 101.04 | 90.1 | 85.7 | 92 | 96.4 | 68.1 | 87.5 | 81.6 | 25.2 | GB 188 | UK0283 | 13368 | 202 | 82 | 145 | 40071 | 4072 | 300040 | 580774
UK-15 | Cottam | United Kingdom | EU | Hard coal | EDF | 53.3033 | -0.7818 | 1969 | 2019 | 2019-02-07 | 2024 | Retired or fuel switch | retired | 0 | 0 | 0 | 0 | 8068565 | 10029024 | 10240663 | 10157213 | 8426332 | 8715015 | 8863488 | 9889284 | 10171477 | 8846877 | 6756444 | 1565134 | 2907114 | 2900716 | 1378192 | 7277 | 6264 | 6680 | 695 | 695 | 4632 | 733.37 | 2132.65 | 18689 | 19063 | 20555 | 1806 | 1806 | 12735 | 2315.45 | 4938.65 | 382 | 367 | 1105 | 80 | 80 | 719 | 92.57 | 159 |  |  |  | 121 | 99.8 | 90.3 | 14.7 | 40.2 | GB 202 | UK0120 | 211667 | 30 | 13 | 21 | 6453 | 643 | 45337 | 87456
UK-16 | Fiddler’s Ferry | United Kingdom | EU | Hard coal | SSE | 53.3671 | -2.6838 | 1971 | 2020 | 2019-06-14 | no | Retired or fuel switch | retired | 0 | 0 | 0 | 0 | 8492925 | 8404878 | 5635923 | 2594740 | 5234642 | 6425094 | 8201431 | 9143668 | 8454606 | 6856847 | 5556750 | 1964028 | 1947931 | 1339355 | 1192609 | 9139 | 10406 | 11745 | 12116 |  | 6239 | 1911.99 | 2970 | 10939 | 14147 | 16124 | 13218 |  | 8202 | 2904.75 | 2787.32 | 404 | 554 | 539 | 480 |  | 350 | 115.34 | 192 | 115 | 75 | 92.2 | 72.9 | 57.4 | 45.8 | 27.2 | 17 | GB 562 | UK0309; UK0310 | 13152 | 47 | 22 | 33 | 11320 | 1107 | 71439 | 136929
UK-22 | Didcot A | United Kingdom | EU | Hard coal |  | 51.6223 | -1.2608 | 1970 | 2013 |  | no | Retired or fuel switch | retired | 0 | 0 | 0 | 0 | 6342700 | 7184281 | 5231425 | 5182660 | 2435748 | 1795512 | 2181952 | 6838317 | 1737804 | [6 empty] | 8028 | 11263 | 35590 | 8543 |  |  |  |  | 3782 | 4340 | 12100 | 3034 |  |  |  |  | 475 | 595 | 1517 | 303 | [12 empty] | GB 153 | UK0275
UK-28 | Eggborough | United Kingdom | EU | Hard coal | EPH | 53.7137 | -1.1253 | 1967 | 2018 | 2018-02-02 | 2024 | Retired or fuel switch | retired | 0 | 0 | 0 | 0 | 7215160 | 7649883 | 7819665 | 8114954 | 5493019 | 4581301 | 5094741 | 10222778 | 11495905 | 7799832 | 4748504 | 2098992 | 1014334 | 540497 |  | 5775 | 7921 | 15710 | 20441 | 20441 | 7157 | 3267.65 | 1078.5 | 7076 | 7789 | 14931 | 17829 | 17829 | 6714 | 2894.59 | 1332.31 | 315 | 423 | 747 | 1001 | 1001 | 428 | 177 | 149 | 94 | 132.9 | 189 | 256 | 168 | 103 | 45 | 41 | GB 169 | UK0134 | 31723 | 60 | 31 | 42 | 15878 | 1528 | 92077 | 175508
UK-36 | Ferrybridge | United Kingdom | EU | Hard coal | SSE | 53.7167 | -1.2817 | 1966 | 2016 | 2015-05-20 | 2024 | Retired or fuel switch | retired | 0 | 0 | 0 | 0 | 8413055 | 8865656 | 8287912 | 3728402 | 4052365 | 4830312 | 7123621 | 9010659 | 8311632 | 3053338 | 2328454 | 742098 |  |  |  | 7317 | 12684 | 16040 | 19940 | 19940 | 2728 | 579.03 |  | 8808 | 13462 | 15877 | 9554 | 9554 | 3637 | 1201.49 |  | 213 | 708 | 811 | 1064 | 1064 | 187 | 35.18 |  | 81.6 | 51.2 | 115 | 97.2 | 35.3 | 39.3 | 12.6 |  | GB 564 | UK0308; UK0307 | 13151 | 17 | 8 | 12 | 3960 | 392 | 26261 | 50488
UK-50 | Uskmouth | United Kingdom | EU | Hard coal | SIMEC | 51.5481 | -2.9748 | 1962 | 2017 | 2020-06-30 | 2024 | Retired or fuel switch | retired | 0 | 0 | 0 | 0 | 993930 | 866926 | 650452 | 1261290 | 730966 | 364196 | 432476 | 1102448 | 1321477 | 303643 | 260169 | 462434 | 75503 | 2448 | 486 | 437 | 452 | 1329 | 2677 | 478 | 384 | 511.9 | 63.37 | 753 | 818 | 2015 | 3455 | 566 | 464 | 721.7 | 142 | 27 | 24 | 49 | 85 | 15 | 4 | 12.1 | 2.08 |  |  |  | 1.7 |  |  |  |  | GB 523 | UK0312 | 13542 | 12 | 6 | 8 | 2888 | 283 | 18058 | 34592
UK-57 | Ratcliffe | United Kingdom | EU | Hard coal | Uniper | 52.8615 | -1.2499 | 1968 |  |  | 2024 | Open | operational | 4 | 0 | 2173.913 | 0 | 8638887 | 7812287 | 9028906 | 9901175 | 7608926 | 8363125 | 7833954 | 9998425 | 11007539 | 9222895 | 4774148 | 2672083 | 2448594 | 3333500 | 728543 | 8880 | 8430 | 13410 |  |  | 3910 | 2160 | 2490 | 14770 | 13718 | 16475 | 15 | 15 | 7051 | 4070 | 3439.43 | 119 | 130 | 81 |  |  | 76 | 72 | 54.5 | 131 | 115 | 131 | 106 | 79.8 | 44 | 24 | 23.2 | GB 154 | UK0116 | 12992 | 61 | 28 | 43 | 13934 | 1378 | 91213 | 175223
UK-59 | West Burton | United Kingdom | EU | Hard coal | EDF | 53.3607 | -0.8115 | 1967 |  |  | 2024 | Open | operational | 4 | 0 | 2186.9565 | 0 | 8419658 | 8900616 | 9324306 | 9650932 | 7165862 | 5095438 | 6075254 | 10780107 | 10887300 | 9208141 | 7724207 | 1165058 | 1766100 | 1679509 | 790510 | 6303 | 6426 | 8193 | 8301 | 8301 | 8555 | 2130 | 2390 | 8565 | 9915 | 18012 | 18262 | 18262 | 14192 | 1950 | 2713.18 | 150 | 172 | 315 | 241 | 241 | 191 | 18.46 | 58.2 |  |  |  |  | 148 | 87.5 | 13.3 | 22 | GB 145 | UK0131; UK0130; UK0123; UK0121; UK0122 | 212026 | 39 | 20 | 27 | 10196 | 990 | 59566 | 113593
UK-60 | Kingsnorth | United Kingdom | EU | Hard coal |  | 51.4185 | 0.6038 | 1970 | 2012 |  | no | Retired or fuel switch | retired | 0 | 0 | 0 | 0 | CO2 emissions (EU only) 2005: 7766631; CO2 emissions (EU only) 2006: 8915967; CO2 emissions (EU only) 2007: 8912578; CO2 emissions (EU only) 2008: 6405429; CO2 emissions (EU only) 2009: 3260035; CO2 emissions (EU only) 2010: 3051599; CO2 emissions (EU only) 2011: 3383719; CO2 emissions (EU only) 2012: 6462265 | 7858 | 9400 | 24800 | [5 empty] | 4438 | 4975 | 9500 | [5 empty] | 370 | 377 | 777 | [13 empty] | GB 165 | UK0114; UK0112; UK0113
UK-64 | Rugeley | United Kingdom | EU | Hard coal | Engie | 52.7569 | -1.9214 | 1972 | 2016 | 2016-05-21 | 2024 | Retired or fuel switch | retired | 0 | 0 | 0 | 0 | 4211713 | 4063802 | 4893162 | 2732517 | 4955403 | 3673268 | 4007947 | 5017141 | 6368144 | 4644427 | 3854947 | 1184682 |  |  |  |  | 3092 | 2184 | 4976 | 17928 | 4374 | 709.78 |  |  | 8046 | 10897 | 24806 | 25298 | 13474 | 2532.6 |  |  | 150 | 160 | 466 | 4 | 268 | 41.52 | [5 empty] | 20.1 | 16.4 |  |  | GB 137 | UK0289; UK0197 | 239654 | 32 | 13 | 23 | 6599 | 664 | 47393 | 91531
UK-66 | Drax | United Kingdom | EU | Hard coal | Drax Power plc | 53.7367 | -0.9965 | 1985 | 2022 | 2020-02-27 | no | Open | operational | 2 | 0 | 1402.1739 | 0 | 20771624 | 22764847 | 22160413 | 22299778 | 19851702 | 22392487 | 21465607 | 22694684 | 20319513 | 16595193 | 13192780 | 6261692 | 6215220 | 4138591 | 725751 | 27333 | 32089 | 35138 | 31668 | 24177 | 18465 | 8252.8 | 10900 | 40407 | 38885 | 39155 | 39185 | 35707 | 31443 | 14670.7 | 14864.4 | 641 | 603 | 775 | 826 | 949 | 909 | 1026 | 848.8 | 240 | 313 | 315 | 308 | 430 | 467 | 425 | 430 | GB 381 | UK0091 | 13777 | 230 | 106 | 160 | 53792 | 5248 | 346416 | 664832
UK-75 | Ironbridge | United Kingdom | EU | Hard coal |  | 52.63 | -2.5129 | 1970 | 2011 |  | no | Retired or fuel switch | retired | 0 | 0 | 0 | 0 | 3074443 | 3287290 | 3162435 | 1841225 | 922320 | 1321526 | 924081 | 145889 | 77624 | 36585 | 46385 |  |  |  |  | 3960 | 3134 | 607 | 108 | 108 | 47 |  |  | 2222 | 1686 | 347 | 759 | 759 | 1547 |  |  | 271 | 165 | 39 | 48 | 48 | 36 | [10 empty] | GB 132 | UK0107
UK-76 | Tilbury | United Kingdom | EU | Hard coal |  | 51.4553 | 0.3902 | 1970 | 2011 |  | no | Retired or fuel switch | no longer coal | 0 | 0 | 0 | 0 | 5151328 | 4902321 | 4721907 | 4254765 | 2193546 | 2772386 | 631390 | 61 | 190 | 271 | [5 empty] | 6674 | 1554 | 251 | 303 |  |  |  |  | 5420 | 1247 | 1636 | 2686 |  |  |  |  | 360 | 105 | 144 | 161 | [12 empty] | GB 133 | UK0282; UK0281
UK-85 | Kilroot | United Kingdom | EU | Hard coal | EPH | 54.7258 | -5.7661 | 1981 | 8888 | 2020-05-12 | no | Open | operational | 2 | 0 | 565.2174 | 0 | 2302985 | 2640321 | 1842890 | 2191058 | 1413994 | 1912748 | 1533990 | 2347813 | 2579944 | 2148918 | 2079830 | 2121237 | 1463798 | 1365858 | 1010033 | 1948 | 1927 | 2719 | 2774 | 2234 | 2189 | 2166.28 | 1275 | 2671 | 2066 | 3358 | 3649 | 2677 | 2769 | 2348.38 | 1672 | 4 | 5 | 17 | 5 | 29 | 29 | 41.71 | 28 | 1.69 |  | 4.1 | 4.22 | 5.24 | 3.2 | 1.3 | 1.7 | GB 578 | UK0005; UK0006; UK0007 | 14388 | 43 | 22 | 31 | 11033 | 1074 | 66148 | 126367
UK-87 | Longannet | United Kingdom | EU | Hard coal | Iberdrola | 56.05 | -3.6812 | 1970 | 2016 | 2016-03-24 | 2024 | Retired or fuel switch | retired | 0 | 0 | 0 | 0 | 8417779 | 10126655 | 6685274 | 5870515 | 7301034 | 9124587 | 8500896 | 9116373 | 9513900 | 9193891 | 7457176 | 1640190 |  |  |  | 44794 | 37189 | 34428 | 25443 | 25443 | 11931 | 3275.82 |  | 15039 | 16069 | 16441 | 17683 | 17683 | 14526 | 3599.8 |  | 718 | 718 | 582 | 598 | 598 | 304 | 73.38 |  | 149 | 165 | 128 | 111.6 | 104.9 | 155.9 | 37.6 |  | GB 593 | UK0213 | 14511 | 66 | 33 | 47 | 16792 | 1635 | 100871 | 192726
UK-91 | Cockenzie | United Kingdom | EU | Hard coal |  | 55.9684 | -2.969 | 1970 | 2013 |  | no | Retired or fuel switch | retired | 0 | 0 | 0 | 0 | 2714442 | 4910894 | 5327062 | 4381868 | 2950114 | 3945259 | 1070514 | 2081961 | 383294 | [6 empty] | 13065 | 3149 | 6524 | 1335 |  |  |  |  | 10616 | 2426 | 4126 | 790 |  |  |  |  | 557 | 191 | 364 | 64 | [12 empty] | GB 594 | UK0023; UK0024

## Unit
Unit Data
EBC unit ID | EBC plant ID | Unit name | Plant name | Country | Region | Fuel type | Owner | Commissioning year | (Announced) Retirement year | Date of retirement announcement | Retirement announced? | Covered by country phase-out? [if yes: country phase-out year] | Unit type | Unit status (gross) | Unit status (detailled) | Capacity
. | [15 empty] | MW_el_gross
European Coal Plant Database (status: 12 Oct 2020)
AT-7-1 | AT-7 | St Andrae 1 | St Andrae | Austria | EU | lignite | Verbund | 1996 | 2011 |  | no | no | conventional | retired or fuel switch | retired | 67.5
AT-7-2 | AT-7 | St Andrae 2 | St Andrae | Austria | EU | lignite | Verbund | 1996 | 2011 |  | no | no | conventional | retired or fuel switch | retired | 124
AT-8-1 | AT-8 | Riedersbach 1 | Riedersbach | Austria | EU | hard coal | Energie AG | 1969 | 2010 |  | no | no | conventional | retired or fuel switch | retired | 55
AT-8-2 | AT-8 | Riedersbach 2 | Riedersbach | Austria | EU | hard coal | Energie AG | 1986 | 2016 |  | no | no | CHP | retired or fuel switch | retired | 165
AT-9-1 | AT-9 | Timelkam-4 | Timelkam | Austria | EU | hard coal | Verbund | 1962 | 2008 |  | no | no | conventional | retired or fuel switch | retired | 66
AT-10-3 | AT-10 | Voitsberg 3 | Voitsberg | Austria | EU | lignite | Verbund | 1983 | 2006 |  | no | no | CHP | retired or fuel switch | retired | 330
AT-11-1 | AT-11 | Mellach 1 | Mellach | Austria | EU | hard coal | Verbund | 1986 | 2020 | 2017-10-17 | no | no | CHP | retired or fuel switch | retired | 246
AT-12-1 | AT-12 | Duernrohr 1 | Duernrohr | Austria | EU | hard coal | Verbund | 1985 | 2015 |  | no | no | conventional | retired or fuel switch | retired | 450
AT-12-2 | AT-12 | Duernrohr 2 | Duernrohr | Austria | EU | hard coal | EVN | 1987 | 2019 | 2017-10-31 | no | 2020 | CHP | retired or fuel switch | retired | 352
BA-1-1 | BA-1 | Gacko | Gacko | Bosnia & Herzegovina | Western Balkans | lignite | Elektroprivreda Republike Srpske (MH ERS) | 1983 |  |  | no | no | conventional | open | operational | 300
BA-2-1 | BA-2 | Kakanj G5 | Kakanj | Bosnia & Herzegovina | Western Balkans | lignite | EPBiH | 1969 |  |  | no | no | CHP | open | operational | 110
BA-2-2 | BA-2 | Kakanj G6 | Kakanj | Bosnia & Herzegovina | Western Balkans | lignite | EPBiH | 1977 |  |  | no | no | CHP | open | operational | 110
BA-2-3 | BA-2 | Kakanj G7 | Kakanj | Bosnia & Herzegovina | Western Balkans | lignite | EPBiH | 1988 |  |  | no | no | CHP | open | operational | 230
BA-3-1 | BA-3 | Stanari | Stanari | Bosnia & Herzegovina | Western Balkans | lignite | EFT | 2016 |  |  | no | no | conventional | open | operational | 300
BA-4-1 | BA-4 | Tuzla G3 | Tuzla | Bosnia & Herzegovina | Western Balkans | lignite | EPBiH | 1966 |  |  | no | no | CHP | open | operational | 100
BA-4-2 | BA-4 | Tuzla G4 | Tuzla | Bosnia & Herzegovina | Western Balkans | lignite | EPBiH | 1971 |  |  | no | no | CHP | open | operational | 200
BA-4-3 | BA-4 | Tuzla G5 | Tuzla | Bosnia & Herzegovina | Western Balkans | lignite | EPBiH | 1974 |  |  | no | no | CHP | open | operational | 200
BA-4-4 | BA-4 | Tuzla G6 | Tuzla | Bosnia & Herzegovina | Western Balkans | lignite | EPBiH | 1978 |  |  | no | no | CHP | open | operational | 223
BA-5-1 | BA-5 | Ugljevik | Ugljevik | Bosnia & Herzegovina | Western Balkans | lignite | Elektroprivreda Republike Srpske (MH ERS) | 1985 |  |  | no | no | conventional | open | operational | 300
BE-10-2 | BE-10 | Awirs 4 | Awirs | Belgium | EU | hard coal | Engie | 1967 | 2006 |  | no | no | conventional | retired or fuel switch | no longer coal | 125
BE-12-1 | BE-12 | Genk-Langerlo 1 | Genk-Langerlo | Belgium | EU | hard coal | Uniper | 1975 | 2016 |  | no | no | conventional | retired or fuel switch | retired | 280
BE-12-2 | BE-12 | Genk-Langerlo 2 | Genk-Langerlo | Belgium | EU | hard coal | Uniper | 1975 | 2016 |  | no | no | conventional | retired or fuel switch | retired | 280
BE-19-3 | BE-19 | Ruien 3 | Ruien | Belgium | EU | hard coal | Engie | 1967 | 2013 |  | no | no | conventional | retired or fuel switch | retired | 130
BE-19-4 | BE-19 | Ruien 4 | Ruien | Belgium | EU | hard coal | Engie | 1966 | 2013 |  | no | no | conventional | retired or fuel switch | retired | 130
BE-19-5 | BE-19 | Ruien 5 | Ruien | Belgium | EU | hard coal | Engie | 1973 | 2013 |  | no | no | conventional | retired or fuel switch | retired | 290
BE-22-1 | BE-22 | Mol 11 | Mol | Belgium | EU | hard coal | Engie | 1963 | 2010 |  | no | no | conventional | retired or fuel switch | retired | 124
BE-22-2 | BE-22 | Mol 12 | Mol | Belgium | EU | hard coal | Engie | 1967 | 2010 |  | no | no | conventional | retired or fuel switch | retired | 131
BE-23-1 | BE-23 | Monceau-Sur-Sambre 1 | Monceau-Sur-Sambre | Belgium | EU | hard coal | Engie | 1949 | 2006 |  | no | no | conventional | retired or fuel switch | retired | 50
BE-23-2 | BE-23 | Monceau-Sur-Sambre 2 | Monceau-Sur-Sambre | Belgium | EU | hard coal | Engie | 1949 | 2006 |  | no | no | conventional | retired or fuel switch | retired | 50
BE-23-3 | BE-23 | Monceau-Sur-Sambre 10 | Monceau-Sur-Sambre | Belgium | EU | hard coal | Engie | 1964 | 2006 |  | no | no | conventional | retired or fuel switch | retired | 116.2
BE-27-1 | BE-27 | Amercoeur 1A | Amercoeur | Belgium | EU | hard coal | Engie | 1968 | 2009 |  | no | no | conventional | retired or fuel switch | retired | 125
BE-27-2 | BE-27 | Amercoeur 2 | Amercoeur | Belgium | EU | hard coal | Engie | 1968 | 2009 |  | no | no | conventional | retired or fuel switch | retired | 127
BG-2-1 | BG-2 | Deven 1 | Deven | Bulgaria | EU | hard coal | Solvay | 2009 |  |  | no | no | conventional | open | operational | 121
BG-2-2 | BG-2 | Deven 2 | Deven | Bulgaria | EU | hard coal | Solvay | 2017 |  |  | no | no | conventional | open | operational | 53
BG-3-3 | BG-3 | Maritsa 3 | Maritsa 3 | Bulgaria | EU | lignite | Topgrup EOOD / Draft EOOD | 1971 |  |  | no | no | conventional | open | operational | 120
BG-4-1 | BG-4 | Bobov Dol 1 | Bobov Dol | Bulgaria | EU | lignite | Consortium Energia MK | 1973 |  |  | no | no | conventional | open | standby | 210
BG-4-2 | BG-4 | Bobov Dol 2 | Bobov Dol | Bulgaria | EU | lignite | Consortium Energia MK | 1974 |  |  | no | no | conventional | open | operational | 210
BG-4-3 | BG-4 | Bobov Dol 3 | Bobov Dol | Bulgaria | EU | lignite | Consortium Energia MK | 1975 |  |  | no | no | conventional | open | operational | 210
BG-5-1 | BG-5 | Varna 1 | Varna | Bulgaria | EU | hard coal | Sigda OOD | 1968 | 2015 |  | no | no | conventional | retired or fuel switch | retired | 210
BG-5-2 | BG-5 | Varna 2 | Varna | Bulgaria | EU | hard coal | Sigda OOD | 1968 | 2015 |  | no | no | conventional | retired or fuel switch | retired | 210
BG-5-3 | BG-5 | Varna 3 | Varna | Bulgaria | EU | hard coal | Sigda OOD | 1969 | 2015 |  | no | no | conventional | retired or fuel switch | retired | 210
BG-5-4 | BG-5 | Varna 4 | Varna | Bulgaria | EU | hard coal | Sigda OOD | 1978 | 2013 |  | no | no | conventional | retired or fuel switch | retired | 210
BG-5-5 | BG-5 | Varna 5 | Varna | Bulgaria | EU | hard coal | Sigda OOD | 1978 | 2014 |  | no | no | conventional | retired or fuel switch | retired | 210
BG-5-6 | BG-5 | Varna 6 | Varna | Bulgaria | EU | hard coal | Sigda OOD | 1978 | 2015 |  | no | no | conventional | retired or fuel switch | no longer coal | 210
BG-6-1 | BG-6 | AES Galabovo 1 | AES Galabovo | Bulgaria | EU | lignite | AES | 2011 |  |  | no | no | conventional | open | operational | 335
BG-6-2 | BG-6 | AES Galabovo 2 | AES Galabovo | Bulgaria | EU | lignite | AES | 2011 |  |  | no | no | conventional | open | operational | 335
BG-8-1 | BG-8 | Maritsa East 2-1 | Maritsa East 2 | Bulgaria | EU | lignite | Bulgarian Energy Holding (BEH) | 1966 |  |  | no | no | conventional | open | operational | 177
BG-8-2 | BG-8 | Maritsa East 2-2 | Maritsa East 2 | Bulgaria | EU | lignite | Bulgarian Energy Holding (BEH) | 1967 |  |  | no | no | conventional | open | operational | 165
BG-8-3 | BG-8 | Maritsa East 2-3 | Maritsa East 2 | Bulgaria | EU | lignite | Bulgarian Energy Holding (BEH) | 1967 |  |  | no | no | conventional | open | operational | 177
BG-8-4 | BG-8 | Maritsa East 2-4 | Maritsa East 2 | Bulgaria | EU | lignite | Bulgarian Energy Holding (BEH) | 1968 |  |  | no | no | conventional | open | operational | 177
BG-8-5 | BG-8 | Maritsa East 2-5 | Maritsa East 2 | Bulgaria | EU | lignite | Bulgarian Energy Holding (BEH) | 1985 |  |  | no | no | conventional | open | operational | 210
BG-8-6 | BG-8 | Maritsa East 2-6 | Maritsa East 2 | Bulgaria | EU | lignite | Bulgarian Energy Holding (BEH) | 1985 |  |  | no | no | conventional | open | operational | 232
BG-8-7 | BG-8 | Maritsa East 2-7 | Maritsa East 2 | Bulgaria | EU | lignite | Bulgarian Energy Holding (BEH) | 1990 |  |  | no | no | conventional | open | operational | 232
BG-8-8 | BG-8 | Maritsa East 2-8 | Maritsa East 2 | Bulgaria | EU | lignite | Bulgarian Energy Holding (BEH) | 1995 |  |  | no | no | conventional | open | operational | 232
BG-9-1 | BG-9 | ContourGlobal Maritsa East 3-1 | ContourGlobal Maritsa East 3 | Bulgaria | EU | lignite | ContourGlobal | 1978 |  |  | no | no | conventional | open | operational | 227
BG-9-2 | BG-9 | ContourGlobal Maritsa East 3-2 | ContourGlobal Maritsa East 3 | Bulgaria | EU | lignite | ContourGlobal | 1979 |  |  | no | no | conventional | open | operational | 227
BG-9-3 | BG-9 | ContourGlobal Maritsa East 3-3 | ContourGlobal Maritsa East 3 | Bulgaria | EU | lignite | ContourGlobal | 1980 |  |  | no | no | conventional | open | operational | 227
BG-9-4 | BG-9 | ContourGlobal Maritsa East 3-4 | ContourGlobal Maritsa East 3 | Bulgaria | EU | lignite | ContourGlobal | 1981 |  |  | no | no | conventional | open | operational | 227
BG-10-1 | BG-10 | Republika (Pernik) 1 | Republika (Pernik) | Bulgaria | EU | lignite | Bingham Management | 1951 | 2009 |  | no | no | CHP | retired or fuel switch | retired | 25
BG-10-2 | BG-10 | Republika (Pernik) 2 | Republika (Pernik) | Bulgaria | EU | lignite | Bingham Management | 1956 | 2009 |  | no | no | CHP | retired or fuel switch | retired | 25
BG-10-4 | BG-10 | Republika (Pernik) 4 | Republika (Pernik) | Bulgaria | EU | lignite | Bingham Management | 1963 |  |  | no | no | CHP | open | operational | 25
BG-10-5 | BG-10 | Republika (Pernik) 5 | Republika (Pernik) | Bulgaria | EU | lignite | Bingham Management | 1951 |  |  | no | no | CHP | open | operational | 105
BG-11-1 | BG-11 | Ruse Iztok 1 | Ruse Iztok | Bulgaria | EU | hard coal | Toplofikacia Ruse AD | 1964 |  |  | no | no | CHP | open | deactivated | 30
BG-11-2 | BG-11 | Ruse Iztok 2 | Ruse Iztok | Bulgaria | EU | hard coal | Toplofikacia Ruse AD | 1964 |  |  | no | no | CHP | open | deactivated | 30
BG-11-3 | BG-11 | Ruse Iztok 3 (steam generator 4) | Ruse Iztok | Bulgaria | EU | hard coal | Toplofikacia Ruse AD | 1966 |  |  | no | no | conventional | open | deactivated | 110
BG-11-4 | BG-11 | Ruse Iztok 4 (steam generator 5) | Ruse Iztok | Bulgaria | EU | hard coal | Toplofikacia Ruse AD | 1971 |  |  | no | no | conventional | open | operational | 110
BG-11-5 | BG-11 | Ruse Iztok 5 (steam generator 7) | Ruse Iztok | Bulgaria | EU | hard coal | Toplofikacia Ruse AD | 1985 |  |  | no | no | CHP | open | operational | 60
BG-11-6 | BG-11 | Ruse Iztok 6 (steam generator 8) | Ruse Iztok | Bulgaria | EU | hard coal | Toplofikacia Ruse AD | 1985 |  |  | no | no | CHP | open | operational | 60
BG-14-1 | BG-14 | Brikel 1 | Brikel | Bulgaria | EU | lignite | Bakkar | 1964 |  |  | no | no | conventional | open | operational | 60
BG-14-2 | BG-14 | Brikel 2 | Brikel | Bulgaria | EU | lignite | Bakkar | 1964 |  |  | no | no | conventional | open | operational | 60
BG-14-3 | BG-14 | Brikel 3 | Brikel | Bulgaria | EU | lignite | Bakkar | 1964 |  |  | no | no | conventional | open | operational | 60
BG-14-4 | BG-14 | Brikel 4 | Brikel | Bulgaria | EU | lignite | Bakkar | 1964 |  |  | no | no | conventional | open | standby | 60
BG-14-5 | BG-14 | Brikel 5 | Brikel | Bulgaria | EU | lignite | Bakkar | 1964 |  |  | no | no | conventional | open | deactivated | 60
BG-14-6 | BG-14 | Brikel 6 | Brikel | Bulgaria | EU | lignite | Bakkar | 1964 |  |  | no | no | conventional | open | deactivated | 60
BG-17-1 | BG-17 | Sliven-1 | Sliven | Bulgaria | EU | lignite | Toplofikacia Sliven EAD | 1969 |  |  | no | no | CHP | open | operational | 30
BG-17-2 | BG-17 | Sliven-2 | Sliven | Bulgaria | EU | hard coal | Toplofikacia Sliven EAD | 1969 |  |  | no | no | CHP | open | deactivated | 15
CZ-2-2 | CZ-2 | Ledvice II 2 | Ledvice | Czech Republic | EU | lignite | CEZ | 1969 | 2020 |  | no | no | CHP | retired or fuel switch | retired | 110
CZ-2-3 | CZ-2 | Ledvice II 3 | Ledvice | Czech Republic | EU | lignite | CEZ | 1969 | 2020 |  | no | no | CHP | retired or fuel switch | retired | 110
CZ-2-4 | CZ-2 | Ledvice III 1 | Ledvice | Czech Republic | EU | lignite | CEZ | 1969 |  |  | no | no | CHP | open | operational | 110
CZ-2-5 | CZ-2 | Ledvice III NZ 660 MWe | Ledvice | Czech Republic | EU | lignite | CEZ | 2020 |  |  | no | no | CHP | open | operational | 660
CZ-6-1 | CZ-6 | Chvaletice 1 | Chvaletice | Czech Republic | EU | lignite | Severní Energetická a.s. | 1979 |  |  | no | no | CHP | open | operational | 205
CZ-6-2 | CZ-6 | Chvaletice 2 | Chvaletice | Czech Republic | EU | lignite | Severní Energetická a.s. | 1979 |  |  | no | no | CHP | open | operational | 205
CZ-6-3 | CZ-6 | Chvaletice 3 | Chvaletice | Czech Republic | EU | lignite | Severní Energetická a.s. | 1979 |  |  | no | no | CHP | open | retrofitting | 205
CZ-6-4 | CZ-6 | Chvaletice 4 | Chvaletice | Czech Republic | EU | lignite | Severní Energetická a.s. | 1979 |  |  | no | no | CHP | open | retrofitting | 205
CZ-7-1 | CZ-7 | Detmarovice 1 | Detmarovice | Czech Republic | EU | hard coal | CEZ | 1976 | 2019 | 2019-10-04 | no | no | CHP | retired or fuel switch | retired | 200
CZ-7-2 | CZ-7 | Detmarovice 2 | Detmarovice | Czech Republic | EU | hard coal | CEZ | 1976 | 2020 | 2019-10-04 | no | no | CHP | retired or fuel switch | retired | 200
CZ-7-3 | CZ-7 | Detmarovice 3 | Detmarovice | Czech Republic | EU | hard coal | CEZ | 1976 |  |  | no | no | CHP | open | operational | 200
CZ-7-4 | CZ-7 | Detmarovice 4 | Detmarovice | Czech Republic | EU | hard coal | CEZ | 1976 |  |  | no | no | CHP | open | operational | 200
CZ-8-5 | CZ-8 | Hodonin 1 | Hodonin | Czech Republic | EU | lignite | CEZ | 1957 |  |  | no | no | heat | open | operational | 50
CZ-8-6 | CZ-8 | Hodonin 2 | Hodonin | Czech Republic | EU | lignite | CEZ | 1957 |  |  | no | no | heat | open | operational | 57
CZ-9-1 | CZ-9 | Melnik I 1 | Melnik I | Czech Republic | EU | lignite | CEZ | 1960 |  |  | no | no | heat | open | operational | 60
CZ-9-2 | CZ-9 | Melnik I 2 | Melnik I | Czech Republic | EU | lignite | CEZ | 1960 |  |  | no | no | heat | open | operational | 60
CZ-9-3 | CZ-9 | Melnik I 3 | Melnik I | Czech Republic | EU | lignite | CEZ | 1960 |  |  | no | no | heat | open | operational | 60
CZ-9-4 | CZ-9 | Melnik I 4 | Melnik I | Czech Republic | EU | lignite | CEZ | 1960 |  |  | no | no | heat | open | operational | 60
CZ-10-3 | CZ-10 | Melnik II 1 | Melnik II / III | Czech Republic | EU | lignite | CEZ | 1971 | 2020 |  | yes | no | CHP | open | operational | 110
CZ-10-4 | CZ-10 | Melnik II 2 | Melnik II / III | Czech Republic | EU | lignite | CEZ | 1971 | 2021 |  | yes | no | CHP | open | operational | 110
CZ-10-5 | CZ-10 | Melnik III | Melnik II / III | Czech Republic | EU | lignite | CEZ | 1981 | 2021 |  | yes | no | CHP | open | operational | 500
CZ-12-3 | CZ-12 | Prunerov I 3 | Prunerov | Czech Republic | EU | lignite | CEZ | 1968 | 2020 | 2019-03-27 | no | no | CHP | retired or fuel switch | retired | 110
CZ-12-4 | CZ-12 | Prunerov I 4 | Prunerov | Czech Republic | EU | lignite | CEZ | 1968 | 2020 | 2019-03-27 | no | no | CHP | retired or fuel switch | retired | 110
CZ-12-5 | CZ-12 | Prunerov I 5 | Prunerov | Czech Republic | EU | lignite | CEZ | 1968 | 2020 | 2019-03-27 | no | no | CHP | retired or fuel switch | retired | 110
CZ-12-6 | CZ-12 | Prunerov I 6 | Prunerov | Czech Republic | EU | lignite | CEZ | 1968 | 2020 | 2019-03-27 | no | no | CHP | retired or fuel switch | retired | 110
CZ-12-7 | CZ-12 | Prunerov II 21 | Prunerov | Czech Republic | EU | lignite | CEZ | 1982 | 2016 |  | no | no | CHP | retired or fuel switch | retired | 210
CZ-12-8 | CZ-12 | Prunerov II 22 | Prunerov | Czech Republic | EU | lignite | CEZ | 1982 | 2016 |  | no | no | CHP | retired or fuel switch | retired | 210
CZ-12-9 | CZ-12 | Prunerov II 23 | Prunerov | Czech Republic | EU | lignite | CEZ | 1982 |  |  | no | no | CHP | open | operational | 250
CZ-12-10 | CZ-12 | Prunerov II 24 | Prunerov | Czech Republic | EU | lignite | CEZ | 1982 |  |  | no | no | CHP | open | operational | 250
CZ-12-11 | CZ-12 | Prunerov II 25 | Prunerov | Czech Republic | EU | lignite | CEZ | 1982 |  |  | no | no | CHP | open | operational | 250
CZ-15-1 | CZ-15 | Tusimice 1 | Tusimice | Czech Republic | EU | lignite | CEZ | 1974 |  |  | no | no | CHP | open | operational | 200
CZ-15-2 | CZ-15 | Tusimice 2 | Tusimice | Czech Republic | EU | lignite | CEZ | 1974 |  |  | no | no | CHP | open | operational | 200
CZ-15-3 | CZ-15 | Tusimice 3 | Tusimice | Czech Republic | EU | lignite | CEZ | 1974 |  |  | no | no | CHP | open | operational | 200
CZ-15-4 | CZ-15 | Tusimice 4 | Tusimice | Czech Republic | EU | lignite | CEZ | 1974 |  |  | no | no | CHP | open | operational | 200
CZ-16-2 | CZ-16 | Teplarna Ceskoslovenske Armady (CSA) | Teplarna Ceskoslovenske Armady (CSA) | Czech Republic | EU | hard coal | Veolia | 1952 | 8888 |  | yes | no | CHP | open | operational | 24
CZ-17-1 | CZ-17 | Karvina 1 | Karvina | Czech Republic | EU | hard coal | Veolia | 1970 |  |  | no | no | CHP | open | operational | 55
CZ-18-1 | CZ-18 | Kladno TG9 (unit 3) | Kladno | Czech Republic | EU | lignite | Alpiq Generation | 1976 | 2014 |  | no | no | CHP | retired or fuel switch | retired | 28
CZ-18-2 | CZ-18 | Kladno TG12 (unit 3) | Kladno | Czech Republic | EU | lignite | Alpiq Generation | 1998 | 2014 |  | no | no | CHP | retired or fuel switch | retired | 6.3
CZ-18-3 | CZ-18 | Kladno TG4 (unit 4) | Kladno | Czech Republic | EU | lignite | Severní Energetická a.s. | 2000 |  |  | no | no | CHP | open | operational | 135.3
CZ-18-4 | CZ-18 | Kladno TG5 (unit 5) | Kladno | Czech Republic | EU | lignite | Severní Energetická a.s. | 2000 |  |  | no | no | CHP | open | operational | 135.3
CZ-18-6 | CZ-18 | Kladno TG7 (unit 7) | Kladno | Czech Republic | EU | lignite | Severní Energetická a.s. | 2014 |  |  | no | no | CHP | open | operational | 136
CZ-19-1 | CZ-19 | Kolin K5 | Kolin | Czech Republic | EU | lignite | Veolia | 1964 |  |  | no | no | CHP | open | operational | 4
CZ-19-2 | CZ-19 | Kolin K6 | Kolin | Czech Republic | EU | lignite | Veolia | 1984 |  |  | no | no | CHP | open | operational | 12
CZ-19-3 | CZ-19 | Kolin K7 | Kolin | Czech Republic | EU | lignite | Veolia | 1964 |  |  | no | no | CHP | open | operational | 1
CZ-22-1 | CZ-22 | Sko-Energo TG 90 | Sko-Energo | Czech Republic | EU | lignite | ŠKO-ENERGO s.r.o. | 1999 |  |  | no | no | CHP | open | operational | 35
CZ-22-2 | CZ-22 | Sko-Energo TG 80 | Sko-Energo | Czech Republic | EU | lignite | ŠKO-ENERGO s.r.o. | 1999 |  |  | no | no | CHP | open | operational | 35
CZ-24-1 | CZ-24 | Komorany I 1 | Komorany | Czech Republic | EU | lignite | EPH | 1951 |  |  | no | no | industrial | open | operational | 32
CZ-24-2 | CZ-24 | Komorany I 2 | Komorany | Czech Republic | EU | lignite | EPH | 1951 |  |  | no | no | industrial | open | operational | 32
CZ-24-3 | CZ-24 | Komorany II 7 | Komorany | Czech Republic | EU | lignite | EPH | 1959 |  |  | no | no | industrial | open | operational | 32
CZ-24-4 | CZ-24 | Komorany I 3 | Komorany | Czech Republic | EU | lignite | EPH | 1951 |  |  | no | no | industrial | open | operational | 20
CZ-24-5 | CZ-24 | Komorany III 8 | Komorany | Czech Republic | EU | lignite | EPH | 1964 |  |  | no | no | industrial | open | operational | 32
CZ-24-6 | CZ-24 | Komorany II 4 | Komorany | Czech Republic | EU | lignite | EPH | 1955 |  |  | no | no | industrial | open | operational | 22
CZ-24-7 | CZ-24 | Komorany II 5 | Komorany | Czech Republic | EU | lignite | EPH | 1955 |  |  | no | no | industrial | open | operational | 35
CZ-24-8 | CZ-24 | Komorany II 6 | Komorany | Czech Republic | EU | lignite | EPH | 1958 |  |  | no | no | industrial | open | operational | 34
CZ-26-1 | CZ-26 | Olomouc | Olomouc | Czech Republic | EU | hard coal | Veolia | 1952 |  |  | no | no | CHP | open | operational | 49.6
CZ-29-1 | CZ-29 | Trebovice TG 33 | Trebovice | Czech Republic | EU | hard coal | Veolia | 1964 |  |  | no | no | CHP | open | operational | 33
CZ-29-2 | CZ-29 | Trebovice TG 15 | Trebovice | Czech Republic | EU | hard coal | Veolia | 1998 |  |  | no | no | CHP | open | operational | 72
CZ-29-3 | CZ-29 | Trebovice TG 16 | Trebovice | Czech Republic | EU | hard coal | Veolia | 2004 |  |  | no | no | CHP | open | operational | 72
CZ-30-2 | CZ-30 | Zavod 4 K5 | Zavod 4 | Czech Republic | EU | lignite | TAMEH Czech | 1970 |  |  | no | no | industrial | open | operational | 25
CZ-30-3 | CZ-30 | Zavod 4 K6 | Zavod 4 | Czech Republic | EU | lignite | TAMEH Czech | 1970 |  |  | no | no | industrial | open | operational | 25
CZ-30-4 | CZ-30 | Zavod 4 K7 | Zavod 4 | Czech Republic | EU | lignite | TAMEH Czech | 1970 |  |  | no | no | industrial | open | operational | 25
CZ-30-5 | CZ-30 | Zavod 4 K8 | Zavod 4 | Czech Republic | EU | lignite | TAMEH Czech | 1970 |  |  | no | no | industrial | open | operational | 25
CZ-30-6 | CZ-30 | Zavod 4 K9 | Zavod 4 | Czech Republic | EU | lignite | TAMEH Czech | 1970 |  |  | no | no | industrial | open | operational | 17.5
CZ-30-7 | CZ-30 | Zavod 4 K10 | Zavod 4 | Czech Republic | EU | lignite | TAMEH Czech | 1970 |  |  | no | no | industrial | open | operational | 17.5
CZ-30-8 | CZ-30 | Zavod 4 K11 | Zavod 4 | Czech Republic | EU | lignite | TAMEH Czech | 1970 |  |  | no | no | industrial | open | operational | 19
CZ-31-1 | CZ-31 | Vitkovice 1 | Vitkovice | Czech Republic | EU | hard coal | CEZ | 1970 | 2020 |  | no | no | industrial | retired or fuel switch | retired | 16
CZ-31-2 | CZ-31 | Vitkovice 2 | Vitkovice | Czech Republic | EU | hard coal | CEZ | 1970 | 2020 |  | no | no | industrial | retired or fuel switch | retired | 16
CZ-31-3 | CZ-31 | Vitkovice 3 | Vitkovice | Czech Republic | EU | hard coal | CEZ | 1970 | 2017 |  | no | no | industrial | retired or fuel switch | retired | 22
CZ-31-4 | CZ-31 | Vitkovice EVi | Vitkovice | Czech Republic | EU | hard coal | CEZ | 1970 | 2014 |  | no | no | industrial | retired or fuel switch | retired | 25
CZ-32-1 | CZ-32 | Otrokovice K1 | Otrokovice | Czech Republic | EU | lignite | LAMA ENERGY GROUP | 1970 |  |  | no | no | CHP | open | operational | 25
CZ-32-2 | CZ-32 | Otrokovice K2 | Otrokovice | Czech Republic | EU | lignite | LAMA ENERGY GROUP | 1970 |  |  | no | no | CHP | open | operational | 25
CZ-33-1 | CZ-33 | Opatovice 1 | Opatovice | Czech Republic | EU | lignite | EPH | 1960 |  |  | no | no | CHP | open | operational | 60
CZ-33-2 | CZ-33 | Opatovice 2 | Opatovice | Czech Republic | EU | lignite | EPH | 1960 |  |  | no | no | CHP | open | operational | 60
CZ-33-3 | CZ-33 | Opatovice 3 | Opatovice | Czech Republic | EU | lignite | EPH | 1960 |  |  | no | no | heat | open | operational | 60
CZ-33-4 | CZ-33 | Opatovice 4 | Opatovice | Czech Republic | EU | lignite | EPH | 1960 |  |  | no | no | CHP | open | operational | 60
CZ-33-5 | CZ-33 | Opatovice 5 | Opatovice | Czech Republic | EU | lignite | EPH | 1960 |  |  | no | no | heat | open | operational | 60
CZ-33-6 | CZ-33 | Opatovice 6 | Opatovice | Czech Republic | EU | lignite | EPH | 1960 |  |  | no | no | heat | open | operational | 60
CZ-36-2 | CZ-36 | Plana | Plana | Czech Republic | EU | lignite | C-Energy Bohemia spol. s r.o. | 1961 |  |  | no | no | CHP | open | operational | 46
CZ-37-1 | CZ-37 | Plzen 1 | Plzen | Czech Republic | EU | lignite | Plzeňská teplárenská a.s. | 1982 |  |  | no | no | CHP | open | operational | 70
CZ-37-2 | CZ-37 | Plzen 2 | Plzen | Czech Republic | EU | lignite | Plzeňská teplárenská a.s. | 1998 |  |  | no | no | CHP | open | operational | 67
CZ-38-2 | CZ-38 | Pocerady I 2 | Pocerady | Czech Republic | EU | lignite | CEZ | 1971 |  |  | no | no | conventional | open | operational | 200
CZ-38-3 | CZ-38 | Pocerady I 3 | Pocerady | Czech Republic | EU | lignite | CEZ | 1972 |  |  | no | no | conventional | open | operational | 200
CZ-38-4 | CZ-38 | Pocerady I 4 | Pocerady | Czech Republic | EU | lignite | CEZ | 1972 |  |  | no | no | conventional | open | operational | 200
CZ-38-5 | CZ-38 | Pocerady II 1 | Pocerady | Czech Republic | EU | lignite | CEZ | 1977 |  |  | no | no | conventional | open | operational | 200
CZ-38-6 | CZ-38 | Pocerady II 2 | Pocerady | Czech Republic | EU | lignite | CEZ | 1977 |  |  | no | no | conventional | open | standby | 200
CZ-40-1 | CZ-40 | Chomutov K4 | Chomutov | Czech Republic | EU | lignite | Actherm | 1979 |  |  | no | no | CHP | open | operational | 6
CZ-40-2 | CZ-40 | Chomutov K3 | Chomutov | Czech Republic | EU | lignite | Actherm | 1966 |  |  | no | no | CHP | open | operational | 20
CZ-41-3 | CZ-41 | Malesice III | Malesice | Czech Republic | EU | hard coal | Pražská teplárenská a.s. | 1969 |  |  | no | no | CHP | open | operational | 55
CZ-41-4 | CZ-41 | Malesice II | Malesice | Czech Republic | EU | hard coal | Pražská teplárenská a.s. | 1969 |  |  | no | no | CHP | open | operational | 110
CZ-42-1 | CZ-42 | Prerov K4-5 | Prerov | Czech Republic | EU | hard coal | Veolia | 1976 | 8888 | 2019-07-05 | yes | no | CHP | open | operational | 20
CZ-42-2 | CZ-42 | Prerov K1-3 | Prerov | Czech Republic | EU | hard coal | Veolia | 1966 | 8888 | 2019-07-05 | yes | no | CHP | open | operational | 41
CZ-43-1 | CZ-43 | Pribram 1 | Pribram | Czech Republic | EU | lignite | EnergoFuture | 1995 |  |  | no | no | heat | open | operational | 4
CZ-43-2 | CZ-43 | Pribram 2 | Pribram | Czech Republic | EU | lignite | EnergoFuture | 1996 |  |  | no | no | heat | open | operational | 37.6
CZ-44-2 | CZ-44 | Tisova I 2 | Tisova | Czech Republic | EU | lignite | Sokolovská Uhelná AS | 1958 |  |  | no | no | CHP | open | operational | 57
CZ-44-3 | CZ-44 | Tisova I 3 | Tisova | Czech Republic | EU | lignite | Sokolovská Uhelná AS | 1958 |  |  | no | no | heat | open | operational | 57
CZ-44-4 | CZ-44 | Tisova I 4 | Tisova | Czech Republic | EU | lignite | Sokolovská Uhelná AS | 1958 |  |  | no | no | heat | open | operational | 57
CZ-44-5 | CZ-44 | Tisova I 5 | Tisova | Czech Republic | EU | lignite | Sokolovská Uhelná AS | 1959 |  |  | no | no | heat | open | operational | 12.8
CZ-44-8 | CZ-44 | Tisova II 3 | Tisova | Czech Republic | EU | lignite | Sokolovská Uhelná AS | 1962 |  |  | no | no | conventional | open | operational | 105
CZ-53-1 | CZ-53 | Porici II 1 | Porici II | Czech Republic | EU | lignite | CEZ | 1996 |  |  | no | no | heat | open | operational | 55
CZ-53-2 | CZ-53 | Porici II 2 | Porici II | Czech Republic | EU | lignite | CEZ | 1957 | 2021 |  | yes | no | CHP | open | standby | 55
CZ-53-3 | CZ-53 | Porici II 3 | Porici II | Czech Republic | EU | lignite | CEZ | 1998 |  |  | no | no | heat | open | operational | 55
CZ-59-1 | CZ-59 | Zlin TG1 | Zlin | Czech Republic | EU | lignite | Alpiq Generation | 1938 | 2011 |  | no | no | CHP | retired or fuel switch | retired | 5.25
CZ-59-2 | CZ-59 | Zlin TG2 | Zlin | Czech Republic | EU | lignite | Severní Energetická a.s. | 1996 |  |  | no | no | CHP | open | standby | 6
CZ-59-3 | CZ-59 | Zlin TG31 | Zlin | Czech Republic | EU | lignite | Severní Energetická a.s. | 2001 |  |  | no | no | CHP | open | operational | 25
CZ-59-4 | CZ-59 | Zlin TG32 | Zlin | Czech Republic | EU | lignite | Severní Energetická a.s. | 2001 |  |  | no | no | CHP | open | operational | 30
CZ-61-1 | CZ-61 | Plzenska energetika ELU III K1 | Plzenska energetika ELU III | Czech Republic | EU | lignite | EPH | 1960 |  |  | no | no | CHP | open | operational | 31.5
CZ-61-2 | CZ-61 | Plzenska energetika ELU III K3 | Plzenska energetika ELU III | Czech Republic | EU | lignite | EPH | 1984 |  |  | no | no | CHP | open | operational | 32.5
CZ-61-3 | CZ-61 | Plzenska energetika ELU III K4 | Plzenska energetika ELU III | Czech Republic | EU | lignite | EPH | 1997 |  |  | no | no | CHP | open | operational | 26
CZ-65-1 | CZ-65 | Koprivnice TG3 | Koprivnice | Czech Republic | EU | hard coal | Komterm | 1970 |  |  | no | no | CHP | open | operational | 9.3
CZ-65-2 | CZ-65 | Koprivnice TG4 | Koprivnice | Czech Republic | EU | hard coal | Komterm | 1970 |  |  | no | no | CHP | open | operational | 9.3
CZ-67-1 | CZ-67 | Marianske Hory | Marianske Hory | Czech Republic | EU | hard coal | Veolia | 1970 | 2008 |  | no | no | CHP | retired or fuel switch | retired | 30
CZ-76-1 | CZ-76 | Trmice 1 | Trmice | Czech Republic | EU | lignite | CEZ | 1974 |  |  | no | no | heat | open | operational | 1
CZ-76-2 | CZ-76 | Trmice 2 | Trmice | Czech Republic | EU | lignite | CEZ | 1974 |  |  | no | no | heat | open | operational | 16
CZ-76-3 | CZ-76 | Trmice 3 | Trmice | Czech Republic | EU | lignite | CEZ | 1974 |  |  | no | no | heat | open | operational | 20
CZ-76-4 | CZ-76 | Trmice 4 | Trmice | Czech Republic | EU | lignite | CEZ | 1974 |  |  | no | no | heat | open | operational | 20
CZ-76-5 | CZ-76 | Trmice 5 | Trmice | Czech Republic | EU | lignite | CEZ | 1974 |  |  | no | no | heat | open | operational | 16
CZ-76-6 | CZ-76 | Trmice 6 | Trmice | Czech Republic | EU | lignite | CEZ | 1974 |  |  | no | no | heat | open | operational | 16
CZ-77-1 | CZ-77 | Vresova 1 | Vresova | Czech Republic | EU | lignite | Sokolovská Uhelná AS | 1995 | 2020 | 2020-08-31 | no | no | CHP | retired or fuel switch | no longer coal | 200
CZ-77-2 | CZ-77 | Vresova 2 | Vresova | Czech Republic | EU | lignite | Sokolovská Uhelná AS | 1996 | 2020 | 2020-08-31 | no | no | CHP | retired or fuel switch | no longer coal | 200
DE-8-4 | DE-8 | Altbach/Deizisau 1 | Altbach/Deizisau 1+2 | Germany | EU | hard coal | EnBW | 1985 | 8888 | 2020-07-03 | yes | no | CHP | open | standby | 379
DE-8-5 | DE-8 | Altbach/Deizisau 2 | Altbach/Deizisau 1+2 | Germany | EU | hard coal | EnBW | 1997 | 8888 | 2020-07-03 | yes | no | CHP | open | operational | 476
DE-13-1 | DE-13 | Niederaussem A | Niederaussem | Germany | EU | lignite | RWE | 1963 | 2012 |  | no | no | conventional | retired or fuel switch | retired | 135.8696
DE-13-2 | DE-13 | Niederaussem B | Niederaussem | Germany | EU | lignite | RWE | 1963 | 2012 |  | no | no | conventional | retired or fuel switch | retired | 135.8696
DE-13-3 | DE-13 | Niederaussem C | Niederaussem | Germany | EU | lignite | RWE | 1965 | 2021 |  | yes | no | conventional | open | operational | 335
DE-13-4 | DE-13 | Niederaussem D | Niederaussem | Germany | EU | lignite | RWE | 1968 | 2020 |  | yes | no | conventional | open | operational | 320
DE-13-5 | DE-13 | Niederaussem E | Niederaussem | Germany | EU | lignite | RWE | 1970 | 2022 | 2016-10-24 | yes | no | conventional | open | deactivated | 315
DE-13-6 | DE-13 | Niederaussem F | Niederaussem | Germany | EU | lignite | RWE | 1971 | 2022 | 2016-10-24 | yes | no | conventional | open | deactivated | 320
DE-13-7 | DE-13 | Niederaussem G | Niederaussem | Germany | EU | lignite | RWE | 1974 | 2029 |  | yes | no | CHP | open | operational | 687
DE-13-8 | DE-13 | Niederaussem H | Niederaussem | Germany | EU | lignite | RWE | 1974 | 2033 |  | yes | no | conventional | open | operational | 687
DE-13-9 | DE-13 | Niederaussem K | Niederaussem | Germany | EU | lignite | RWE | 2002 | 2038 |  | yes | no | conventional | open | operational | 1012
DE-14-1 | DE-14 | Bergkamen A | Bergkamen | Germany | EU | hard coal | STEAG | 1981 | 8888 | 2020-07-03 | yes | no | CHP | open | operational | 780
DE-17-3 | DE-17 | Berlin-Moabit A | Berlin-Moabit | Germany | EU | hard coal | Vattenfall | 1990 | 2030 | 2017-10-19 | yes | no | CHP | open | operational | 100
DE-19-1 | DE-19 | Berlin-Klingenberg | Berlin-Klingenberg | Germany | EU | lignite | Vattenfall | 1986 | 2017 | 2016-09-27 | no | no | heat | retired or fuel switch | no longer coal | 188
DE-20-3 | DE-20 | Berlin-Reuter C | Berlin-Reuter | Germany | EU | hard coal | Vattenfall | 1969 | 2019 | 2017-11-06 | no | no | CHP | retired or fuel switch | retired | 132
DE-21-1 | DE-21 | Berlin-Reuter West D | Berlin-Reuter West | Germany | EU | hard coal | Vattenfall | 1987 | 2030 | 2017-10-19 | yes | no | CHP | open | operational | 300
DE-21-2 | DE-21 | Berlin-Reuter West E | Berlin-Reuter West | Germany | EU | hard coal | Vattenfall | 1988 | 2030 | 2017-10-19 | yes | no | CHP | open | operational | 300
DE-24-2 | DE-24 | Bexbach | Bexbach | Germany | EU | hard coal | STEAG | 1983 | 8888 | 2020-07-03 | yes | no | conventional | open | standby | 780
DE-25-2 | DE-25 | Bielefeld 2 | Bielefeld | Germany | EU | hard coal | City of Bielefeld | 1980 | 2012 |  | no | no | CHP | retired or fuel switch | no longer coal | 12
DE-25-3 | DE-25 | Bielefeld 3 | Bielefeld | Germany | EU | hard coal | City of Bielefeld | 1980 | 2012 |  | no | no | CHP | retired or fuel switch | no longer coal | 17
DE-25-4 | DE-25 | Bielefeld 4 | Bielefeld | Germany | EU | hard coal | City of Bielefeld | 1980 | 2012 |  | no | no | CHP | retired or fuel switch | no longer coal | 25
DE-28-1 | DE-28 | Lippendorf R | Lippendorf | Germany | EU | lignite | EnBW/EPH | 2000 | 2035 |  | yes | no | CHP | open | operational | 933.6
DE-28-2 | DE-28 | Lippendorf S | Lippendorf | Germany | EU | lignite | EnBW/EPH | 1999 | 2035 |  | yes | no | CHP | open | operational | 933.6
DE-32-13 | DE-32 | Boxberg N | Boxberg | Germany | EU | lignite | EPH | 1979 | 2029 |  | yes | no | CHP | open | operational | 500
DE-32-14 | DE-32 | Boxberg P | Boxberg | Germany | EU | lignite | EPH | 1980 | 2029 |  | yes | no | CHP | open | operational | 500
DE-32-15 | DE-32 | Boxberg Q | Boxberg | Germany | EU | lignite | EPH | 2000 | 2038 |  | yes | no | CHP | open | operational | 907
DE-32-16 | DE-32 | Boxberg R | Boxberg | Germany | EU | lignite | EPH | 2012 | 2038 |  | yes | no | conventional | open | operational | 675
DE-33-1 | DE-33 | Braunschweig 1 | Braunschweig | Germany | EU | hard coal | Veolia | 1984 | 8888 | 2020-07-03 | yes | no | heat | open | operational | 78
DE-34-5 | DE-34 | Bremen-Hafen 5 | Bremen-Hafen | Germany | EU | hard coal | swb AG | 1968 | 2016 |  | no | no | CHP | retired or fuel switch | retired | 337
DE-34-6 | DE-34 | Bremen-Hafen 6 | Bremen-Hafen | Germany | EU | hard coal | swb AG | 1979 | 8888 | 2020-07-03 | yes | no | CHP | open | standby | 326.087
DE-35-1 | DE-35 | Bremen-Farge | Bremen-Farge | Germany | EU | hard coal | Riverstone | 1969 | 8888 | 2020-07-03 | yes | no | conventional | open | operational | 380.4348
DE-37-1 | DE-37 | Bremen-Hastedt 15 | Bremen-Hastedt | Germany | EU | hard coal | swb AG | 1989 | 2022 | 2020-05-08 | yes | no | CHP | open | operational | 129.3478
DE-43-1 | DE-43 | Chemnitz North II B | Chemnitz North II | Germany | EU | lignite | City of Chemnitz | 1988 | 8888 |  | yes | no | CHP | open | operational | 67
DE-43-2 | DE-43 | Chemnitz North II C | Chemnitz North II | Germany | EU | lignite | City of Chemnitz | 1990 | 8888 |  | yes | no | CHP | open | operational | 100
DE-48-1 | DE-48 | Cottbus 1 | Cottbus | Germany | EU | lignite | Stadtwerke Cottbus GmbH | 1999 | 2022 |  | yes | no | CHP | open | operational | 81.7
DE-50-1 | DE-50 | Datteln 1 | Datteln | Germany | EU | hard coal | Uniper | 1964 | 2013 |  | no | no | CHP | retired or fuel switch | retired | 100
DE-50-2 | DE-50 | Datteln 2 | Datteln | Germany | EU | hard coal | Uniper | 1964 | 2013 |  | no | no | CHP | retired or fuel switch | retired | 100
DE-50-3 | DE-50 | Datteln 3 | Datteln | Germany | EU | hard coal | Uniper | 1969 | 2013 |  | no | no | conventional | retired or fuel switch | retired | 119.2
DE-50-4 | DE-50 | Datteln 4 | Datteln | Germany | EU | hard coal | Uniper | 2020 | 9999 | 2020-07-03 | yes | no | CHP | open | operational | 1100
DE-51-1 | DE-51 | Dessau | Dessau | Germany | EU | lignite | Stadtwerke Dessau | 1996 | 2019 | 2018-06-29 | no | no | CHP | retired or fuel switch | retired | 53.2609
DE-58-3 | DE-58 | Dortmund Gustav Knepper C | Dortmund Gustav Knepper | Germany | EU | hard coal | Uniper | 1971 | 2014 |  | no | no | CHP | retired or fuel switch | retired | 363.9
DE-64-1 | DE-64 | Duisburg-Hochfeld I CFBC | Duisburg-Hochfeld II | Germany | EU | hard coal | Duisburger Versorgungs- und Verkehrsgesellschaft mbH (DVV) | 1985 | 2018 |  | no | no | CHP | retired or fuel switch | retired | 102
DE-64-2 | DE-64 | Duisburg-Hochfeld II B | Duisburg-Hochfeld II | Germany | EU | hard coal | Duisburger Versorgungs- und Verkehrsgesellschaft mbH (DVV) | 1965 | 2012 |  | no | no | CHP | retired or fuel switch | retired | 144.5652
DE-67-4 | DE-67 | Duisburg-Walsum 7 | Duisburg-Walsum | Germany | EU | hard coal | STEAG | 1959 | 2014 |  | no | no | conventional | retired or fuel switch | retired | 140.2174
DE-67-6 | DE-67 | Duisburg-Walsum 9 | Duisburg-Walsum | Germany | EU | hard coal | STEAG | 1988 | 8888 | 2020-07-03 | yes | no | CHP | open | operational | 410
DE-67-7 | DE-67 | Duisburg-Walsum 10 | Duisburg-Walsum | Germany | EU | hard coal | STEAG | 2013 | 9999 | 2020-07-03 | yes | no | conventional | open | operational | 790
DE-77-1 | DE-77 | Ensdorf 1 | Ensdorf | Germany | EU | hard coal | RWE | 1963 | 2017 | 2017-06-14 | no | no | CHP | retired or fuel switch | retired | 120
DE-77-2 | DE-77 | Ensdorf 3 | Ensdorf | Germany | EU | hard coal | RWE | 1971 | 2017 | 2017-06-14 | no | no | conventional | retired or fuel switch | retired | 310
DE-79-2 | DE-79 | Erlangen Boiler 6 ST2 | Erlangen | Germany | EU | hard coal | City of Erlangen | 1980 | 2021 |  | yes | no | CHP | open | operational | 18
DE-81-3 | DE-81 | Eschweiler-Weisweiler C | Eschweiler-Weisweiler | Germany | EU | lignite | RWE | 1955 | 2012 |  | no | no | CHP | retired or fuel switch | retired | 133.6957
DE-81-4 | DE-81 | Eschweiler-Weisweiler D | Eschweiler-Weisweiler | Germany | EU | lignite | RWE | 1959 | 2012 |  | no | no | conventional | retired or fuel switch | retired | 146.7391
DE-81-5 | DE-81 | Eschweiler-Weisweiler E | Eschweiler-Weisweiler | Germany | EU | lignite | RWE | 1965 | 2021 |  | yes | no | conventional | open | operational | 363
DE-81-6 | DE-81 | Eschweiler-Weisweiler F | Eschweiler-Weisweiler | Germany | EU | lignite | RWE | 1967 | 2024 |  | yes | no | conventional | open | operational | 340
DE-81-7 | DE-81 | Eschweiler-Weisweiler G | Eschweiler-Weisweiler | Germany | EU | lignite | RWE | 1974 | 2028 |  | yes | no | CHP | open | operational | 630
DE-81-8 | DE-81 | Eschweiler-Weisweiler H | Eschweiler-Weisweiler | Germany | EU | lignite | RWE | 1975 | 2029 |  | yes | no | CHP | open | operational | 625
DE-86-4 | DE-86 | Flensburg 7 | Flensburg | Germany | EU | hard coal | City of Flensburg | 1978 | 2016 |  | no | no | CHP | retired or fuel switch | retired | 26
DE-86-5 | DE-86 | Flensburg 8 | Flensburg | Germany | EU | hard coal | City of Flensburg | 1982 | 2016 |  | no | no | CHP | retired or fuel switch | retired | 38
DE-86-6 | DE-86 | Flensburg 9 | Flensburg | Germany | EU | hard coal | City of Flensburg | 1985 | 8888 |  | yes | no | CHP | open | operational | 36
DE-86-7 | DE-86 | Flensburg 10 | Flensburg | Germany | EU | hard coal | City of Flensburg | 1988 | 8888 |  | yes | no | CHP | open | operational | 33
DE-86-8 | DE-86 | Flensburg 11 | Flensburg | Germany | EU | hard coal | City of Flensburg | 1992 | 8888 | 2020-07-03 | yes | no | CHP | open | operational | 31
DE-89-2 | DE-89 | Frankfurt/Main West 2 | Frankfurt/Main West | Germany | EU | hard coal | Stadtwerke Frankfurt am Main Holding | 1989 | 8888 | 2020-07-03 | yes | no | CHP | open | operational | 72
DE-89-3 | DE-89 | Frankfurt/Main West 3 | Frankfurt/Main West | Germany | EU | hard coal | Stadtwerke Frankfurt am Main Holding | 1989 | 8888 | 2020-07-03 | yes | no | CHP | open | operational | 72
DE-95-1 | DE-95 | Universitaet Freiburg | Universitaet Freiburg | Germany | EU | hard coal | Universitätsklinikum Freiburg | 1927 | 2012 |  | no | no | CHP | retired or fuel switch | no longer coal | 36
DE-100-1 | DE-100 | Gelsenkirchen-Scholven B | Scholven/Buer | Germany | EU | hard coal | Uniper | 1968 | 8888 |  | yes | no | CHP | open | operational | 370
DE-100-2 | DE-100 | Gelsenkirchen-Scholven C | Scholven/Buer | Germany | EU | hard coal | Uniper | 1969 | 8888 |  | yes | no | CHP | open | operational | 370
DE-100-3 | DE-100 | Gelsenkirchen-Scholven D | Scholven/Buer | Germany | EU | hard coal | Uniper | 1970 | 2014 |  | no | no | CHP | retired or fuel switch | retired | 370
DE-100-4 | DE-100 | Gelsenkirchen-Scholven E | Scholven/Buer | Germany | EU | hard coal | Uniper | 1971 | 2014 |  | no | no | CHP | retired or fuel switch | retired | 370
DE-100-5 | DE-100 | Gelsenkirchen-Scholven F | Scholven/Buer | Germany | EU | hard coal | Uniper | 1979 | 2014 |  | no | no | conventional | retired or fuel switch | retired | 740
DE-100-6 | DE-100 | Buer | Scholven/Buer | Germany | EU | hard coal | Uniper | 1985 | 8888 |  | yes | no | heat | open | operational | 76.087
DE-106-3 | DE-106 | Grevenbroich-Frimmersdorf C | Grevenbroich-Frimmersdorf | Germany | EU | lignite | RWE | 1957 | 2011 |  | no | no | conventional | retired or fuel switch | retired | 140.2174
DE-106-4 | DE-106 | Grevenbroich-Frimmersdorf D | Grevenbroich-Frimmersdorf | Germany | EU | lignite | RWE | 1957 | 2011 |  | no | no | conventional | retired or fuel switch | retired | 141.3043
DE-106-5 | DE-106 | Grevenbroich-Frimmersdorf E | Grevenbroich-Frimmersdorf | Germany | EU | lignite | RWE | 1959 | 2012 |  | no | no | conventional | retired or fuel switch | retired | 141.3043
DE-106-6 | DE-106 | Grevenbroich-Frimmersdorf F | Grevenbroich-Frimmersdorf | Germany | EU | lignite | RWE | 1960 | 2012 |  | no | no | conventional | retired or fuel switch | retired | 143.4783
DE-106-7 | DE-106 | Grevenbroich-Frimmersdorf G | Grevenbroich-Frimmersdorf | Germany | EU | lignite | RWE | 1960 | 2011 |  | no | no | conventional | retired or fuel switch | retired | 134.7826
DE-106-9 | DE-106 | Grevenbroich-Frimmersdorf I | Grevenbroich-Frimmersdorf | Germany | EU | lignite | RWE | 1960 | 2012 |  | no | no | conventional | retired or fuel switch | retired | 139.1304
DE-106-11 | DE-106 | Grevenbroich-Frimmersdorf K | Grevenbroich-Frimmersdorf | Germany | EU | lignite | RWE | 1962 | 2012 |  | no | no | conventional | retired or fuel switch | retired | 147.8261
DE-106-12 | DE-106 | Grevenbroich-Frimmersdorf L | Grevenbroich-Frimmersdorf | Germany | EU | lignite | RWE | 1962 | 2012 |  | no | no | conventional | retired or fuel switch | retired | 142.3913
DE-106-13 | DE-106 | Grevenbroich-Frimmersdorf M | Grevenbroich-Frimmersdorf | Germany | EU | lignite | RWE | 1962 | 2012 |  | no | no | conventional | retired or fuel switch | retired | 150
DE-106-14 | DE-106 | Grevenbroich-Frimmersdorf N | Grevenbroich-Frimmersdorf | Germany | EU | lignite | RWE | 1964 | 2012 |  | no | no | conventional | retired or fuel switch | retired | 146.7391
DE-106-15 | DE-106 | Grevenbroich-Frimmersdorf O | Grevenbroich-Frimmersdorf | Germany | EU | lignite | RWE | 1964 | 2012 |  | no | no | conventional | retired or fuel switch | retired | 144.5652
DE-106-16 | DE-106 | Grevenbroich-Frimmersdorf P | Grevenbroich-Frimmersdorf | Germany | EU | lignite | RWE | 1966 | 2021 | 2016-10-24 | yes | no | CHP | open | standby | 325
DE-106-17 | DE-106 | Grevenbroich-Frimmersdorf Q | Grevenbroich-Frimmersdorf | Germany | EU | lignite | RWE | 1970 | 2021 | 2016-10-24 | yes | no | conventional | open | standby | 310
DE-107-1 | DE-107 | Grevenbroich-Neurath A | Grevenbroich-Neurath | Germany | EU | lignite | RWE | 1972 | 2022 |  | yes | no | conventional | open | operational | 312
DE-107-2 | DE-107 | Grevenbroich-Neurath B | Grevenbroich-Neurath | Germany | EU | lignite | RWE | 1972 | 2021 |  | yes | no | conventional | open | operational | 312
DE-107-3 | DE-107 | Grevenbroich-Neurath C | Grevenbroich-Neurath | Germany | EU | lignite | RWE | 1973 | 2023 | 2016-10-24 | yes | no | conventional | open | deactivated | 312
DE-107-4 | DE-107 | Grevenbroich-Neurath D | Grevenbroich-Neurath | Germany | EU | lignite | RWE | 1975 | 2022 |  | yes | no | CHP | open | operational | 644
DE-107-5 | DE-107 | Grevenbroich-Neurath E | Grevenbroich-Neurath | Germany | EU | lignite | RWE | 1976 | 2022 |  | yes | no | CHP | open | operational | 644
DE-107-6 | DE-107 | Grevenbroich-Neurath F | Grevenbroich-Neurath | Germany | EU | lignite | RWE | 2012 | 2038 |  | yes | no | conventional | open | operational | 1100
DE-107-7 | DE-107 | Grevenbroich-Neurath G | Grevenbroich-Neurath | Germany | EU | lignite | RWE | 2012 | 2038 |  | yes | no | conventional | open | operational | 1100
DE-108-1 | DE-108 | Grosskrotzenburg Staudinger 1 | Grosskrotzenburg Staudinger | Germany | EU | hard coal | Uniper | 1965 | 2013 |  | no | no | CHP | retired or fuel switch | retired | 270.6522
DE-108-2 | DE-108 | Grosskrotzenburg Staudinger 2 | Grosskrotzenburg Staudinger | Germany | EU | hard coal | Uniper | 1965 | 2012 |  | no | no | CHP | retired or fuel switch | retired | 270.6522
DE-108-3 | DE-108 | Grosskrotzenburg Staudinger 3 | Grosskrotzenburg Staudinger | Germany | EU | hard coal | Uniper | 1970 | 2012 |  | no | no | CHP | retired or fuel switch | retired | 318.4783
DE-108-5 | DE-108 | Grosskrotzenburg Staudinger 5 | Grosskrotzenburg Staudinger | Germany | EU | hard coal | Uniper | 1992 | 8888 | 2020-07-03 | yes | no | CHP | open | operational | 553
DE-113-1 | DE-113 | Halle 1 | Halle | Germany | EU | hard coal | City of Halle | 1972 | 2005 |  | no | no | CHP | retired or fuel switch | retired | 30
DE-113-2 | DE-113 | Halle 2 | Halle | Germany | EU | hard coal | City of Halle | 1972 | 2005 |  | no | no | CHP | retired or fuel switch | retired | 30
DE-119-11 | DE-119 | Hamburg-Tiefstack | Hamburg-Tiefstack | Germany | EU | hard coal | City of Hamburg | 1993 | 8888 | 2020-06-02 | yes | no | CHP | open | operational | 205
DE-121-1 | DE-121 | Hamm Westfalen A | Hamm Westfalen | Germany | EU | hard coal | RWE | 1963 | 2011 |  | no | no | conventional | retired or fuel switch | retired | 165.2174
DE-121-2 | DE-121 | Hamm Westfalen B | Hamm Westfalen | Germany | EU | hard coal | RWE | 1963 | 2011 |  | no | no | conventional | retired or fuel switch | retired | 165.2174
DE-121-3 | DE-121 | Hamm Westfalen C | Hamm Westfalen | Germany | EU | hard coal | RWE | 1969 | 2016 |  | no | no | conventional | retired or fuel switch | retired | 305
DE-121-4 | DE-121 | Hamm Westfalen D | Hamm Westfalen | Germany | EU | hard coal | RWE | 2015 | 2015 |  | no | no | conventional | retired or fuel switch | retired | 820
DE-121-5 | DE-121 | Hamm Westfalen E | Hamm Westfalen | Germany | EU | hard coal | RWE | 2014 | 9999 | 2020-07-03 | yes | no | conventional | open | operational | 820
DE-122-1 | DE-122 | Hannover 1 | Hannover | Germany | EU | hard coal | Versorgungs- und Verkehrsgesellschaft Hannover mbH (VVG) | 1989 | 8888 | 2020-07-03 | yes | no | CHP | open | operational | 150
DE-122-2 | DE-122 | Hannover 2 | Hannover | Germany | EU | hard coal | Versorgungs- und Verkehrsgesellschaft Hannover mbH (VVG) | 1989 | 8888 | 2020-07-03 | yes | no | CHP | open | operational | 150
DE-125-5 | DE-125 | Heilbronn 5 | Heilbronn | Germany | EU | hard coal | EnBW | 1965 | 8888 | 2020-07-03 | yes | no | CHP | open | standby | 125
DE-125-6 | DE-125 | Heilbronn 6 | Heilbronn | Germany | EU | hard coal | EnBW | 1966 | 8888 | 2020-07-03 | yes | no | CHP | open | standby | 125
DE-125-7 | DE-125 | Heilbronn 7 | Heilbronn | Germany | EU | hard coal | EnBW | 1985 | 8888 | 2020-07-03 | yes | no | CHP | open | operational | 816
DE-126-1 | DE-126 | Helmstedt Buschhaus D | Helmstedt Buschhaus | Germany | EU | lignite | EPH | 1985 | 2020 | 2016-10-24 | no | no | conventional | retired or fuel switch | retired | 405
DE-128-2 | DE-128 | Herne 2 | Herne | Germany | EU | hard coal | STEAG | 1963 | 2014 |  | no | no | conventional | retired or fuel switch | retired | 144.5652
DE-128-3 | DE-128 | Herne 3 | Herne | Germany | EU | hard coal | STEAG | 1966 | 2017 | 2017-01-20 | no | no | CHP | retired or fuel switch | retired | 310
DE-128-4 | DE-128 | Herne 4 | Herne | Germany | EU | hard coal | STEAG | 1989 | 8888 | 2020-07-03 | yes | no | CHP | open | operational | 500
DE-129-1 | DE-129 | Herne Shamrock | Herne Shamrock | Germany | EU | hard coal | Uniper | 1957 | 2013 |  | no | no | CHP | retired or fuel switch | retired | 143.4783
DE-130-1 | DE-130 | Mehrum 3 | Mehrum | Germany | EU | hard coal | EPH | 1979 | 8888 | 2020-07-03 | yes | no | conventional | open | operational | 750
DE-131-1 | DE-131 | Waehlitz | Waehlitz | Germany | EU | lignite | EPH | 1994 | 8888 |  | yes | no | CHP | open | operational | 37.4
DE-138-1 | DE-138 | Huerth Goldenberg E | Huerth Goldenberg | Germany | EU | lignite | RWE | 1992 | 8888 |  | yes | no | CHP | open | operational | 76
DE-138-2 | DE-138 | Huerth Goldenberg F | Huerth Goldenberg | Germany | EU | lignite | RWE | 1993 | 2015 |  | no | no | CHP | retired or fuel switch | retired | 95
DE-140-1 | DE-140 | Ibbenbueren B | Ibbenbueren | Germany | EU | hard coal | RWE | 1985 | 8888 | 2020-07-03 | yes | no | CHP | open | operational | 838
DE-144-1 | DE-144 | HKW Karcherstr. | Karcherstr. | Germany | EU | hard coal | SWK - Stadtwerke Kaiserslautern | 1996 | 8888 | 2020-07-03 | yes | no | heat | open | operational | 14.5652
DE-148-5 | DE-148 | Karlsruhe 7 | Karlsruhe | Germany | EU | hard coal | EnBW | 1985 | 8888 | 2020-07-03 | yes | no | CHP | open | operational | 550
DE-148-6 | DE-148 | Karlsruhe 8 | Karlsruhe | Germany | EU | hard coal | EnBW | 2014 | 9999 | 2020-07-03 | yes | no | CHP | open | operational | 912
DE-150-1 | DE-150 | Kassel | Kassel | Germany | EU | lignite | City of Kassel | 1988 | 8888 |  | yes | no | CHP | open | operational | 38
DE-152-1 | DE-152 | Kiel East | Kiel East | Germany | EU | hard coal | Uniper | 1970 | 2019 | 2018-02-22 | no | no | CHP | retired or fuel switch | retired | 354
DE-154-1 | DE-154 | Cologne-Merkenich 6 | Cologne-Merkenich | Germany | EU | lignite | Stadtwerke Köln GmbH (100% City of Cologne) | 2010 | 8888 |  | yes | no | heat | open | operational | 85
DE-155-2 | DE-155 | Leverkusen G 22 | Leverkusen | Germany | EU | hard coal | Currenta GmbH & Co. OHG | 1962 | 8888 | 2020-07-03 | yes | no | industrial | open | operational | 111.9565
DE-163-6 | DE-163 | Luenen 6 | Luenen | Germany | EU | hard coal | STEAG | 1962 | 2018 | 2018-08-31 | no | no | conventional | retired or fuel switch | retired | 170
DE-163-7 | DE-163 | Luenen 7 | Luenen | Germany | EU | hard coal | STEAG | 1969 | 2018 | 2018-08-31 | no | no | CHP | retired or fuel switch | retired | 350
DE-167-1 | DE-167 | Luenen-Stummhafen | Luenen-Stummhafen | Germany | EU | hard coal | Trianel Kohlekraftwerk Lünen GmbH & Co. KG | 2013 | 9999 | 2020-07-03 | yes | no | CHP | open | operational | 820
DE-170-1 | DE-170 | Mannheim 3 | Mannheim | Germany | EU | hard coal | RWE | 1966 | 2015 |  | no | no | CHP | retired or fuel switch | retired | 220.1087
DE-170-2 | DE-170 | Mannheim 4 | Mannheim | Germany | EU | hard coal | RWE | 1970 | 2015 |  | no | no | CHP | retired or fuel switch | retired | 220
DE-170-3 | DE-170 | Mannheim 6 | Mannheim | Germany | EU | hard coal | RWE | 2005 | 8888 | 2020-07-03 | yes | no | CHP | open | operational | 280
DE-170-4 | DE-170 | Mannheim 7 | Mannheim | Germany | EU | hard coal | RWE | 1982 | 8888 | 2020-07-03 | yes | no | CHP | open | operational | 475
DE-170-5 | DE-170 | Mannheim 8 | Mannheim | Germany | EU | hard coal | RWE | 1993 | 8888 | 2020-07-03 | yes | no | CHP | open | operational | 480
DE-170-6 | DE-170 | Mannheim 9 | Mannheim | Germany | EU | hard coal | RWE | 2015 | 9999 | 2020-07-03 | yes | no | CHP | open | operational | 911
DE-172-3 | DE-172 | Marl II 3 | Marl | Germany | EU | hard coal | Evonik | 1966 | 2017 |  | no | no | CHP | retired or fuel switch | retired | 68
DE-172-4 | DE-172 | Marl I 4 | Marl | Germany | EU | hard coal | Evonik | 1971 | 8888 | 2020-07-03 | yes | no | CHP | open | operational | 61
DE-172-5 | DE-172 | Marl I 5 | Marl | Germany | EU | hard coal | Evonik | 1983 | 8888 | 2020-07-03 | yes | no | CHP | open | operational | 74.9
DE-173-1 | DE-173 | Mumsdorf | Mumsdorf | Germany | EU | lignite | EPH | 1968 | 2013 |  | no | no | CHP | retired or fuel switch | retired | 65.2174
DE-174-1 | DE-174 | Hafen Muenster 1 | Hafen Muenster | Germany | EU | hard coal | CIty of Muenster | 1977 | 2005 |  | no | no | CHP | retired or fuel switch | no longer coal | 50
DE-174-2 | DE-174 | Hafen Muenster 2 | Hafen Muenster | Germany | EU | hard coal | CIty of Muenster | 1980 | 2005 |  | no | no | CHP | retired or fuel switch | no longer coal | 50
DE-174-3 | DE-174 | Hafen Muenster 3 | Hafen Muenster | Germany | EU | hard coal | CIty of Muenster | 1980 | 2005 |  | no | no | CHP | retired or fuel switch | no longer coal | 50
DE-183-1 | DE-183 | Offenbach | Offenbach | Germany | EU | hard coal | MVV Energie AG | 1990 | 8888 | 2020-07-03 | yes | no | CHP | open | operational | 60
DE-186-1 | DE-186 | Jaenschwalde A | Jaenschwalde | Germany | EU | lignite | EPH | 1981 | 2028 |  | yes | no | CHP | open | operational | 535
DE-186-2 | DE-186 | Jaenschwalde B | Jaenschwalde | Germany | EU | lignite | EPH | 1982 | 2028 |  | yes | no | CHP | open | operational | 535
DE-186-3 | DE-186 | Jaenschwalde C | Jaenschwalde | Germany | EU | lignite | EPH | 1984 | 2028 |  | yes | no | CHP | open | operational | 535
DE-186-4 | DE-186 | Jaenschwalde D | Jaenschwalde | Germany | EU | lignite | EPH | 1985 | 2028 |  | yes | no | CHP | open | operational | 535
DE-186-5 | DE-186 | Jaenschwalde E | Jaenschwalde | Germany | EU | lignite | EPH | 1987 | 2023 | 2016-10-24 | yes | no | CHP | open | deactivated | 535
DE-186-6 | DE-186 | Jaenschwalde F | Jaenschwalde | Germany | EU | lignite | EPH | 1989 | 2022 | 2016-10-24 | yes | no | CHP | open | deactivated | 535
DE-187-4 | DE-187 | Petershagen Heyden 4 | Petershagen Heyden | Germany | EU | hard coal | Uniper | 1987 | 9999 | 2020-07-03 | yes | no | conventional | open | operational | 923
DE-188-1 | DE-188 | Pforzheim FBC | Pforzheim | Germany | EU | hard coal | SWP Stadtwerke Pforzheim GmbH & Co. KG | 1990 | 2022 | 2018-07-23 | yes | no | CHP | open | operational | 29.7
DE-190-1 | DE-190 | Veltheim 2 | Veltheim | Germany | EU | hard coal | Uniper | 1965 | 2012 |  | no | no | conventional | retired or fuel switch | retired | 101.087
DE-190-2 | DE-190 | Veltheim 3 | Veltheim | Germany | EU | hard coal | Uniper | 1970 | 2015 |  | no | no | conventional | retired or fuel switch | retired | 320
DE-192-3 | DE-192 | Quierschied-Weiher III | Quierschied-Weiher | Germany | EU | hard coal | STEAG | 1976 | 8888 | 2020-07-03 | yes | no | CHP | open | standby | 724
DE-195-1 | DE-195 | Rostock | Rostock | Germany | EU | hard coal | EnBW | 1994 | 8888 | 2020-07-03 | yes | no | CHP | open | operational | 553
DE-200-1 | DE-200 | Schkopau A | Schkopau | Germany | EU | lignite | Uniper | 1996 | 2034 |  | yes | no | CHP | open | operational | 490
DE-200-2 | DE-200 | Schkopau B | Schkopau | Germany | EU | lignite | Uniper | 1996 | 2034 |  | yes | no | CHP | open | operational | 490
DE-206-1 | DE-206 | Schwarze Pumpe A | Schwarze Pumpe | Germany | EU | lignite | EPH | 1997 | 2038 |  | yes | no | CHP | open | operational | 800
DE-206-2 | DE-206 | Schwarze Pumpe B | Schwarze Pumpe | Germany | EU | lignite | EPH | 1998 | 2038 |  | yes | no | CHP | open | operational | 800
DE-207-1 | DE-207 | Schweinfurt 1 | Schweinfurt | Germany | EU | hard coal | GKS Gemeinschaftskraftwerk Schweinfurt GmbH | 1990 | 8888 | 2020-07-03 | yes | no | CHP | open | operational | 12
DE-207-2 | DE-207 | Schweinfurt 2 | Schweinfurt | Germany | EU | hard coal | GKS Gemeinschaftskraftwerk Schweinfurt GmbH | 1990 | 8888 | 2020-07-03 | yes | no | CHP | open | operational | 17
DE-214-1 | DE-214 | Stuttgart-Muenster ST12 | Stuttgart-Muenster | Germany | EU | hard coal | EnBW | 1982 | 8888 | 2020-07-03 | yes | no | CHP | open | operational | 48.2
DE-214-2 | DE-214 | Stuttgart-Muenster ST15 | Stuttgart-Muenster | Germany | EU | hard coal | EnBW | 1984 | 8888 | 2020-07-03 | yes | no | CHP | open | operational | 48.2
DE-215-1 | DE-215 | Krefeld-Uerdingen L 57 | Krefeld-Uerdingen | Germany | EU | hard coal | Currenta GmbH & Co. OHG | 1957 | 8888 | 2020-07-03 | yes | no | industrial | open | operational | 28.2609
DE-215-4 | DE-215 | Krefeld-Uerdingen N 230 | Krefeld-Uerdingen | Germany | EU | hard coal | Currenta GmbH & Co. OHG | 1971 | 8888 | 2020-07-03 | yes | no | industrial | open | operational | 119.5652
DE-216-1 | DE-216 | Ulm Magirusstrasse 1 | Ulm Magirusstrasse | Germany | EU | hard coal | EnBW | 1978 | 8888 | 2020-07-03 | yes | no | CHP | open | operational | 27
DE-216-3 | DE-216 | Ulm Magirusstrasse 3 | Ulm Magirusstrasse | Germany | EU | hard coal | EnBW | 1978 | 8888 | 2020-07-03 | yes | no | CHP | open | operational | 27
DE-216-4 | DE-216 | Ulm Magirusstrasse 4 | Ulm Magirusstrasse | Germany | EU | hard coal | EnBW | 1978 | 8888 | 2020-07-03 | yes | no | CHP | open | operational | 27
DE-216-5 | DE-216 | Ulm Magirusstrasse 5 | Ulm Magirusstrasse | Germany | EU | hard coal | EnBW | 1978 | 8888 | 2020-07-03 | yes | no | CHP | open | operational | 27
DE-216-6 | DE-216 | Ulm Magirusstrasse 6 | Ulm Magirusstrasse | Germany | EU | hard coal | EnBW | 1978 | 8888 | 2020-07-03 | yes | no | CHP | open | operational | 27
DE-217-1 | DE-217 | Munich North 2 | Munich North | Germany | EU | hard coal | Stadtwerke München GmbH | 1991 | 8888 |  | yes | no | CHP | open | operational | 365
DE-220-1 | DE-220 | Voelklingen-Fenne model | Voelklingen-Fenne model+heat | Germany | EU | hard coal | STEAG | 1982 | 8888 | 2020-07-03 | yes | no | CHP | open | operational | 233
DE-220-2 | DE-220 | Voelklingen-Fenne heat | Voelklingen-Fenne model+heat | Germany | EU | hard coal | STEAG | 1989 | 8888 | 2020-07-03 | yes | no | CHP | open | operational | 233
DE-222-1 | DE-222 | Voerde A | Voerde | Germany | EU | hard coal | STEAG | 1982 | 2017 | 2016-06-02 | no | no | conventional | retired or fuel switch | retired | 761
DE-222-2 | DE-222 | Voerde B | Voerde | Germany | EU | hard coal | STEAG | 1985 | 2017 | 2016-06-02 | no | no | conventional | retired or fuel switch | retired | 761
DE-223-1 | DE-223 | Voerde West 1 | Voerde West | Germany | EU | hard coal | STEAG | 1971 | 2017 | 2017-01-20 | no | no | conventional | retired or fuel switch | retired | 356
DE-223-2 | DE-223 | Voerde West 2 | Voerde West | Germany | EU | hard coal | STEAG | 1971 | 2017 | 2017-01-20 | no | no | conventional | retired or fuel switch | retired | 356
DE-226-1 | DE-226 | Frechen/Wachtberg | Frechen/Wachtberg | Germany | EU | lignite | RWE | 1959 | 2022 |  | yes | no | industrial | open | operational | 128.2609
DE-227-1 | DE-227 | Walheim 1 | Walheim | Germany | EU | hard coal | EnBW | 1964 | 8888 | 2020-07-03 | yes | no | conventional | open | standby | 107
DE-227-2 | DE-227 | Walheim 2 | Walheim | Germany | EU | hard coal | EnBW | 1967 | 8888 | 2020-07-03 | yes | no | conventional | open | standby | 160
DE-228-1 | DE-228 | Wedel 1 | Wedel | Germany | EU | hard coal | City of Hamburg | 1961 | 8888 | 2020-06-02 | yes | no | CHP | open | operational | 151
DE-228-2 | DE-228 | Wedel 2 | Wedel | Germany | EU | hard coal | City of Hamburg | 1962 | 8888 | 2020-06-02 | yes | no | CHP | open | operational | 138.7
DE-229-1 | DE-229 | Werdohl-Elverlingsen E3 | Werdohl-Elverlingsen | Germany | EU | hard coal | ENERVIE | 1971 | 2014 |  | no | no | conventional | retired or fuel switch | retired | 200
DE-229-2 | DE-229 | Werdohl-Elverlingsen E4 | Werdohl-Elverlingsen | Germany | EU | hard coal | ENERVIE | 1982 | 2018 | 2018-03-02 | no | no | conventional | retired or fuel switch | retired | 330
DE-232-1 | DE-232 | Werne Gersteinwerk K2 | Werne Gersteinwerk | Germany | EU | hard coal | RWE | 1984 | 2019 |  | no | no | conventional | retired or fuel switch | retired | 665.5
DE-233-1 | DE-233 | Wilhelmshaven 1 | Wilhelmshaven | Germany | EU | hard coal | Uniper | 1976 | 8888 | 2020-07-03 | yes | no | conventional | open | operational | 788.1
DE-234-1 | DE-234 | Wolfsburg North A | Wolfsburg North | Germany | EU | hard coal | Volkswagen AG | 2000 | 2022 | 2018-03-08 | yes | no | CHP | open | operational | 70
DE-234-2 | DE-234 | Wolfsburg North B | Wolfsburg North | Germany | EU | hard coal | Volkswagen AG | 2000 | 2022 | 2018-03-08 | yes | no | CHP | open | operational | 70
DE-236-1 | DE-236 | Wolfsburg West 1 | Wolfsburg West | Germany | EU | hard coal | Volkswagen AG | 1985 | 2022 | 2018-03-08 | yes | no | CHP | open | operational | 153
DE-236-2 | DE-236 | Wolfsburg West 2 | Wolfsburg West | Germany | EU | hard coal | Volkswagen AG | 1985 | 2022 | 2018-03-08 | yes | no | CHP | open | operational | 153
DE-238-2 | DE-238 | Wuppertal-Elberfeld 3 | Wuppertal-Elberfeld | Germany | EU | hard coal | WSW Wuppertaler Stadtwerke GmbH | 1989 | 2018 |  | no | no | CHP | retired or fuel switch | retired | 100
DE-243-5 | DE-243 | Zolling-Leininger 5 | Zolling-Leininger | Germany | EU | hard coal | Riverstone | 1986 | 8888 | 2020-07-03 | yes | no | CHP | open | operational | 474
DE-246-1 | DE-246 | Hamburg-Moorburg A | Hamburg-Moorburg | Germany | EU | hard coal | Vattenfall | 2015 | 9999 | 2020-07-03 | yes | no | CHP | open | operational | 820
DE-246-2 | DE-246 | Hamburg-Moorburg B | Hamburg-Moorburg | Germany | EU | hard coal | Vattenfall | 2015 | 9999 | 2020-07-03 | yes | no | CHP | open | operational | 820
DE-247-1 | DE-247 | Wilhelmshaven New | Wilhelmshaven Engie | Germany | EU | hard coal | Riverstone | 2015 | 9999 | 2020-07-03 | yes | no | conventional | open | operational | 794.5652
DE-249-1 | DE-249 | Frankfurt/Oder 1 | Frankfurt/Oder | Germany | EU | lignite | City of Frankfurt (Oder) | 1997 | 2022 | 2018-08-07 | yes | no | CHP | open | operational | 49
DE-250-1 | DE-250 | Stuttgart-Gaisburg ST14 | Stuttgart-Gaisburg | Germany | EU | hard coal | EnBW | 2009 | 2018 | 2018-03-18 | no | no | CHP | retired or fuel switch | retired | 25
DE-251-1 | DE-251 | Fortuna Nord | Fortuna Nord | Germany | EU | lignite | RWE | 1984 | 8888 |  | yes | no | industrial | open | operational | 16.3043
DE-252-1 | DE-252 | Huerth Ville/Berrenrath | Huerth Ville/Berrenrath | Germany | EU | lignite | RWE | 1991 | 8888 |  | yes | no | industrial | open | operational | 56.5217
DK-4-5 | DK-4 | Ostkraft 6 | Ostkraft | Denmark | EU | hard coal | Bornholms Energi & Forsyning | 1995 | 2016 |  | no | no | CHP | retired or fuel switch | no longer coal | 108
DK-5-5 | DK-5 | Esbjerg 3 | Esbjerg | Denmark | EU | hard coal | Orsted | 1992 | 2023 | 2017-02-02 | yes | 2030 | CHP | open | operational | 407
DK-8-1 | DK-8 | Avedore 1 | Avedore | Denmark | EU | hard coal | Orsted | 1990 | 2016 |  | no | no | CHP | retired or fuel switch | no longer coal | 263
DK-10-2 | DK-10 | Asnaes 2 | Asnaes | Denmark | EU | hard coal | Orsted | 1962 | 2023 | 2017-02-02 | yes | 2030 | CHP | open | operational | 147
DK-10-4 | DK-10 | Asnaes 4 | Asnaes | Denmark | EU | hard coal | Orsted | 1967 | 2023 | 2017-02-02 | yes | 2030 | conventional | open | standby | 270
DK-10-5 | DK-10 | Asnaes 5 | Asnaes | Denmark | EU | hard coal | Orsted | 1981 | 2023 | 2017-02-02 | yes | 2030 | CHP | open | standby | 640
DK-11-2 | DK-11 | Amager 3 | Amager | Denmark | EU | hard coal | HOFOR | 1989 | 2020 |  | no | 2030 | CHP | retired or fuel switch | no longer coal | 263
DK-14-6 | DK-14 | Fyns 3 | Fyns | Denmark | EU | hard coal | Funen district heating | 1974 | 2010 |  | no | no | CHP | retired or fuel switch | retired | 235
DK-14-7 | DK-14 | Fyns 7 | Fyns | Denmark | EU | hard coal | Funen district heating | 1991 | 2022 | 2020-05-26 | yes | 2030 | CHP | open | operational | 362
DK-16-1 | DK-16 | Stigsnaes 1 | Stigsnaes | Denmark | EU | hard coal | Orsted | 1966 | 2009 |  | no | no | CHP | retired or fuel switch | retired | 143
DK-16-2 | DK-16 | Stigsnaes 2 | Stigsnaes | Denmark | EU | hard coal | Orsted | 1970 | 2012 |  | no | no | CHP | retired or fuel switch | retired | 266
DK-17-2 | DK-17 | Studstrup 3 | Studstrup | Denmark | EU | hard coal | Orsted | 1984 | 2016 |  | no | no | CHP | retired or fuel switch | no longer coal | 380
DK-17-3 | DK-17 | Studstrup 4 | Studstrup | Denmark | EU | hard coal | Orsted | 1985 | 2016 |  | no | no | CHP | retired or fuel switch | no longer coal | 380
DK-19-2 | DK-19 | Nordjylland 2 | Nordjylland | Denmark | EU | hard coal | Aalborg Forsyning | 1977 | 2014 |  | no | 2030 | CHP | retired or fuel switch | retired | 305
DK-19-3 | DK-19 | Nordjylland 3 | Nordjylland | Denmark | EU | hard coal | Aalborg Forsyning | 1998 |  |  | no | 2030 | CHP | open | operational | 411
EL-1-1 | EL-1 | Agios Dimitrios 1 | Agios Dimitrios | Greece | EU | lignite | PPC | 1984 | 2022 |  | yes | no | conventional | open | operational | 300
EL-1-2 | EL-1 | Agios Dimitrios 2 | Agios Dimitrios | Greece | EU | lignite | PPC | 1984 | 2022 |  | yes | no | conventional | open | operational | 300
EL-1-3 | EL-1 | Agios Dimitrios 3 | Agios Dimitrios | Greece | EU | lignite | PPC | 1985 | 2022 |  | yes | no | CHP | open | operational | 310
EL-1-4 | EL-1 | Agios Dimitrios 4 | Agios Dimitrios | Greece | EU | lignite | PPC | 1986 | 2022 |  | yes | no | CHP | open | operational | 310
EL-1-5 | EL-1 | Agios Dimitrios 5 | Agios Dimitrios | Greece | EU | lignite | PPC | 1997 | 2023 |  | yes | no | CHP | open | operational | 375
EL-2-1 | EL-2 | Amintaio 1 | Amintaio | Greece | EU | lignite | PPC | 1987 | 2020 |  | yes | no | CHP | open | operational | 300
EL-2-2 | EL-2 | Amintaio 2 | Amintaio | Greece | EU | lignite | PPC | 1987 | 2020 |  | yes | no | CHP | open | operational | 300
EL-3-1 | EL-3 | Melitis (Florina) 1 | Melitis (Florina) | Greece | EU | lignite | PPC | 2003 | 2023 |  | yes | no | CHP | open | operational | 330
EL-4-1 | EL-4 | Kardia 1 | Kardia | Greece | EU | lignite | PPC | 1975 | 2019 |  | no | 2028 | conventional | retired or fuel switch | retired | 300
EL-4-2 | EL-4 | Kardia 2 | Kardia | Greece | EU | lignite | PPC | 1975 | 2019 |  | no | 2028 | conventional | retired or fuel switch | retired | 300
EL-4-3 | EL-4 | Kardia 3 | Kardia | Greece | EU | lignite | PPC | 1980 | 2021 |  | yes | no | CHP | open | operational | 325
EL-4-4 | EL-4 | Kardia 4 | Kardia | Greece | EU | lignite | PPC | 1981 | 2021 |  | yes | no | CHP | open | operational | 325
EL-5-1 | EL-5 | Ptolemaida 1 | Ptolemaida | Greece | EU | lignite | PPC | 1959 | 2010 |  | no | no | conventional | retired or fuel switch | retired | 70
EL-5-2 | EL-5 | Ptolemaida 2 | Ptolemaida | Greece | EU | lignite | PPC | 1962 | 2016 |  | no | no | conventional | retired or fuel switch | retired | 125
EL-5-3 | EL-5 | Ptolemaida 3 | Ptolemaida | Greece | EU | lignite | PPC | 1965 | 2016 |  | no | no | CHP | retired or fuel switch | retired | 125
EL-5-4 | EL-5 | Ptolemaida 4 | Ptolemaida | Greece | EU | lignite | PPC | 1973 | 2016 |  | no | no | conventional | retired or fuel switch | retired | 300
EL-5-5 | EL-5 | Ptolemaida 5 | Ptolemaida | Greece | EU | lignite | PPC | 2022 | 2028 |  | yes | no | CHP | Construction | construction | 660
EL-6-1 | EL-6 | Liptol 1 | Liptol | Greece | EU | lignite | PPC | 1959 | 2013 |  | no | no | CHP | retired or fuel switch | retired | 33
EL-6-2 | EL-6 | Liptol 2 | Liptol | Greece | EU | lignite | PPC | 1965 | 2013 |  | no | no | conventional | retired or fuel switch | retired | 10
EL-7-1 | EL-7 | Megalopoli 1 | Megalopoli A | Greece | EU | lignite | PPC | 1970 | 2011 |  | no | no | conventional | retired or fuel switch | retired | 125
EL-7-2 | EL-7 | Megalopoli 2 | Megalopoli A | Greece | EU | lignite | PPC | 1970 | 2011 |  | no | no | conventional | retired or fuel switch | retired | 125
EL-7-3 | EL-7 | Megalopoli 3 | Megalopoli A | Greece | EU | lignite | PPC | 1975 | 2022 |  | yes | no | CHP | open | deactivated | 300
EL-8-1 | EL-8 | Megalopoli 4 | Megalopoli B | Greece | EU | lignite | PPC | 1991 | 2023 |  | yes | no | conventional | open | deactivated | 300
ES-3-1 | ES-3 | Alcudia II 1 GR I | Alcudia II | Spain | EU | hard coal | Endesa | 1981 | 2019 | 2019-02-12 | no | no | conventional | retired or fuel switch | retired | 125
ES-3-2 | ES-3 | Alcudia II 2 GR II | Alcudia II | Spain | EU | hard coal | Endesa | 1982 | 2019 | 2019-02-12 | no | no | conventional | retired or fuel switch | retired | 125
ES-3-3 | ES-3 | Alcudia II 5, GR III | Alcudia II | Spain | EU | hard coal | Endesa | 1997 | 2025 | 2019-02-12 | yes | no | conventional | open | operational | 130
ES-3-4 | ES-3 | Alcudia II 6, GR IV | Alcudia II | Spain | EU | hard coal | Endesa | 1997 | 2025 | 2019-02-12 | yes | no | conventional | open | operational | 130
ES-6-1 | ES-6 | Teruel/Andorra GR I | Teruel/Andorra | Spain | EU | lignite | Endesa | 1979 | 2020 |  | no | no | conventional | retired or fuel switch | retired | 368.1
ES-6-2 | ES-6 | Teruel/Andorra GR II | Teruel/Andorra | Spain | EU | lignite | Endesa | 1979 | 2020 |  | no | no | conventional | retired or fuel switch | retired | 367.7
ES-6-3 | ES-6 | Teruel/Andorra GR III | Teruel/Andorra | Spain | EU | lignite | Endesa | 1980 | 2020 |  | no | no | conventional | retired or fuel switch | retired | 365.6
ES-7-1 | ES-7 | As Pontes GR I | As Pontes | Spain | EU | hard coal | Endesa | 1976 |  |  | no | no | conventional | open | operational | 368.9
ES-7-2 | ES-7 | As Pontes GR II | As Pontes | Spain | EU | hard coal | Endesa | 1976 |  |  | no | no | conventional | open | operational | 366.4
ES-7-3 | ES-7 | As Pontes GR III | As Pontes | Spain | EU | hard coal | Endesa | 1977 |  |  | no | no | conventional | open | operational | 366.2
ES-7-4 | ES-7 | As Pontes GR IV | As Pontes | Spain | EU | hard coal | Endesa | 1978 |  |  | no | no | conventional | open | operational | 367
ES-10-1 | ES-10 | Litoral GR I | Litoral | Spain | EU | hard coal | Endesa | 1984 |  |  | no | no | conventional | open | operational | 577
ES-10-2 | ES-10 | Litoral GR II | Litoral | Spain | EU | hard coal | Endesa | 1997 |  |  | no | no | conventional | open | operational | 582
ES-11-1 | ES-11 | Abono GRI | Abono | Spain | EU | hard coal | EDP España | 1974 |  |  | no | no | conventional | open | operational | 360
ES-11-2 | ES-11 | Abono GRII | Abono | Spain | EU | hard coal | EDP España | 1985 |  |  | no | no | conventional | open | operational | 556.2
ES-12-1 | ES-12 | Cercs1 | Cercs | Spain | EU | lignite | Uniper | 1971 | 2011 |  | no | no | conventional | retired or fuel switch | retired | 160
ES-13-1 | ES-13 | Escatron-5 | Escatron-5 | Spain | EU | lignite | Uniper | 1953 | 2006 |  | no | no | conventional | retired or fuel switch | retired | 80
ES-15-1 | ES-15 | Escucha 1 | Escucha | Spain | EU | lignite | Uniper | 1970 | 2012 |  | no | no | conventional | retired or fuel switch | retired | 160
ES-16-1 | ES-16 | Puente Nuevo GR I | Puente Nuevo | Spain | EU | lignite | Viesgo | 1966 | 2012 |  | no | no | conventional | retired or fuel switch | retired | 37.5
ES-16-2 | ES-16 | Puente Nuevo GR II | Puente Nuevo | Spain | EU | lignite | Viesgo | 1966 | 2012 |  | no | no | conventional | retired or fuel switch | retired | 37.5
ES-16-3 | ES-16 | Puente Nuevo GR III | Puente Nuevo | Spain | EU | hard coal | Viesgo | 1980 | 2020 |  | no | no | conventional | retired or fuel switch | retired | 323.5
ES-18-1 | ES-18 | Lada II | Lada | Spain | EU | hard coal | Iberdrola | 1951 | 2012 |  | no | no | conventional | retired or fuel switch | retired | 50
ES-18-2 | ES-18 | Lada III | Lada | Spain | EU | hard coal | Iberdrola | 1967 | 2012 |  | no | no | conventional | retired or fuel switch | retired | 155
ES-18-3 | ES-18 | Lada IV | Lada | Spain | EU | hard coal | Iberdrola | 1981 | 8888 |  | yes | no | conventional | open | deactivated | 358
ES-19-1 | ES-19 | La Robla GR I | La Robla | Spain | EU | hard coal | Naturgy | 1971 | 2020 |  | no | no | conventional | retired or fuel switch | retired | 284
ES-19-2 | ES-19 | La Robla GR II | La Robla | Spain | EU | hard coal | Naturgy | 1984 | 2020 |  | no | no | conventional | retired or fuel switch | retired | 370.7
ES-20-1 | ES-20 | Los Barrios 1 | Los Barrios | Spain | EU | hard coal | Viesgo | 1985 |  |  | no | no | conventional | open | operational | 588.98
ES-22-1 | ES-22 | Meirama 1 | Meirama | Spain | EU | hard coal | Naturgy | 1980 | 2020 |  | no | no | conventional | retired or fuel switch | retired | 580.46
ES-23-1 | ES-23 | Soto de Ribera I | Soto de Ribera | Spain | EU | hard coal | EDP España | 1962 | 2008 |  | no | no | conventional | retired or fuel switch | retired | 67.58
ES-23-2 | ES-23 | Soto de Ribera II | Soto de Ribera | Spain | EU | hard coal | EDP España | 1967 | 2015 |  | no | no | conventional | retired or fuel switch | retired | 254
ES-23-3 | ES-23 | Soto de Ribera III | Soto de Ribera | Spain | EU | hard coal | EDP España | 1984 |  |  | no | no | conventional | open | operational | 350
ES-24-1 | ES-24 | Pasajes | Pasajes | Spain | EU | hard coal | Iberdrola | 1968 | 2012 |  | no | no | conventional | retired or fuel switch | retired | 214
ES-25-1 | ES-25 | Anllares 1 | Anllares | Spain | EU | hard coal | Naturgy | 1982 | 2018 | 2018-11-29 | no | no | conventional | retired or fuel switch | retired | 365.2
ES-27-1 | ES-27 | Compostilla II GRI | Compostilla II | Spain | EU | lignite | Endesa | 1961 | 2012 |  | no | no | conventional | retired or fuel switch | retired | 141
ES-27-2 | ES-27 | Compostilla II GRII | Compostilla II | Spain | EU | hard coal | Endesa | 1966 | 2016 |  | no | no | conventional | retired or fuel switch | retired | 147.9
ES-27-3 | ES-27 | Compostilla II GR III | Compostilla II | Spain | EU | hard coal | Endesa | 1972 | 2020 | 2020-02-06 | no | no | conventional | retired or fuel switch | retired | 337.2
ES-27-4 | ES-27 | Compostilla II GR IV | Compostilla II | Spain | EU | hard coal | Endesa | 1981 | 2020 | 2020-02-06 | no | no | conventional | retired or fuel switch | retired | 358.6
ES-27-5 | ES-27 | Compostilla II GR V | Compostilla II | Spain | EU | hard coal | Endesa | 1985 | 2020 | 2020-02-06 | no | no | conventional | retired or fuel switch | retired | 355.9
ES-28-1 | ES-28 | Puertollano | Puertollano | Spain | EU | hard coal | Uniper | 1972 | 2013 |  | no | no | conventional | retired or fuel switch | retired | 590
ES-30-1 | ES-30 | Bahia de Algeciras 1 | Bahia de Algeciras | Spain | EU | hard coal | Uniper | 1970 | 2007 |  | no | no | conventional | retired or fuel switch | retired | 220
ES-30-2 | ES-30 | Bahia de Algeciras 2 | Bahia de Algeciras | Spain | EU | hard coal | Uniper | 1975 | 2007 |  | no | no | conventional | retired or fuel switch | retired | 533
ES-31-1 | ES-31 | Narcea GR I | Narcea | Spain | EU | hard coal | Naturgy | 1965 | 2016 |  | no | no | conventional | retired or fuel switch | retired | 65
ES-31-2 | ES-31 | Narcea GR II | Narcea | Spain | EU | hard coal | Naturgy | 1969 | 2020 |  | no | no | conventional | retired or fuel switch | retired | 166.4
ES-31-3 | ES-31 | Narcea GR III | Narcea | Spain | EU | hard coal | Naturgy | 1984 | 2020 |  | no | no | conventional | retired or fuel switch | retired | 364.1
ES-33-1 | ES-33 | Velilla I | Velilla | Spain | EU | hard coal | Iberdrola | 1964 | 2020 |  | no | no | conventional | retired or fuel switch | retired | 154.94
ES-33-2 | ES-33 | Velilla II | Velilla | Spain | EU | hard coal | Iberdrola | 1986 | 2020 |  | no | no | conventional | retired or fuel switch | retired | 360.7
FI-2-1 | FI-2 | Suomenoja 1 | Suomenoja | Finland | EU | hard coal | Fortum | 1977 | 2029 | 2019-02-27 | yes | no | CHP | open | operational | 90
FI-2-2 | FI-2 | Suomenoja 2 | Suomenoja | Finland | EU | hard coal | Fortum | 1986 | 2029 | 2019-02-27 | yes | no | conventional | open | operational | 80
FI-5-1 | FI-5 | Hanasaari B 1 | Hanasaari B | Finland | EU | hard coal | Helen | 1974 | 2024 |  | yes | no | CHP | open | operational | 114
FI-5-2 | FI-5 | Hanasaari B 2 | Hanasaari B | Finland | EU | hard coal | Helen | 1977 | 2024 |  | yes | no | CHP | open | operational | 114
FI-6-1 | FI-6 | Salmisaari B1 | Salmissari | Finland | EU | hard coal | Helen | 1984 | 2029 | 2019-02-27 | yes | no | CHP | open | operational | 177.1739
FI-7-1 | FI-7 | Inkoo 1 | Inkoo | Finland | EU | hard coal | Fortum | 1975 | 2014 |  | no | no | conventional | retired or fuel switch | retired | 250
FI-7-2 | FI-7 | Inkoo 2 | Inkoo | Finland | EU | hard coal | Fortum | 1975 | 2014 |  | no | no | conventional | retired or fuel switch | retired | 250
FI-7-3 | FI-7 | Inkoo 3 | Inkoo | Finland | EU | hard coal | Fortum | 1978 | 2014 |  | no | no | conventional | retired or fuel switch | retired | 250
FI-7-4 | FI-7 | Inkoo 4 | Inkoo | Finland | EU | hard coal | Fortum | 1978 | 2014 |  | no | no | conventional | retired or fuel switch | retired | 250
FI-13-1 | FI-13 | Mussalo 1 | Mussalo | Finland | EU | hard coal | PVO | 1966 | 2013 |  | no | no | conventional | retired or fuel switch | retired | 80
FI-14-1 | FI-14 | Kristiina 2 | Kristiina | Finland | EU | hard coal | PVO | 1983 | 2017 | 2017-02-20 | no | no | conventional | retired or fuel switch | retired | 242
FI-16-1 | FI-16 | Kymijarvi 1 | Kymijarvi | Finland | EU | hard coal | Lahti Energia | 1982 | 2019 |  | no | no | CHP | retired or fuel switch | retired | 211.9565
FI-19-1 | FI-19 | Naantali-1 1 | Naantali-1 | Finland | EU | hard coal | Fortum | 1960 | 2023 | 2019-08-19 | yes | no | CHP | open | operational | 116
FI-19-2 | FI-19 | Naantali-1 2 | Naantali-1 | Finland | EU | hard coal | Fortum | 1964 | 2023 | 2019-08-19 | yes | no | CHP | open | operational | 125
FI-19-3 | FI-19 | Naantali-1 3 | Naantali-1 | Finland | EU | hard coal | Fortum | 1972 | 2020 | 2019-08-19 | no | no | CHP | retired or fuel switch | retired | 125
FI-21-1 | FI-21 | Meri-Pori 1 | Meri-Pori | Finland | EU | hard coal | Fortum | 1994 | 2029 | 2019-02-27 | yes | no | conventional | open | operational | 614.1304
FI-23-1 | FI-23 | Tahkoluoto (Pori) 1 | Tahkoluoto (Pori) | Finland | EU | hard coal | PVO | 1976 | 2017 | 2017-02-20 | no | no | conventional | retired or fuel switch | retired | 225
FI-25-1 | FI-25 | Rauma 1 | Rauma | Finland | EU | hard coal | UPM | 1989 | 2006 |  | no | no | CHP | retired or fuel switch | no longer coal | 77.7174
FI-29-1 | FI-29 | Vaskiluoto 2 | Vaskiluoto 2 | Finland | EU | hard coal | Vaskiluodon Voima Oy | 1981 | 2029 | 2019-02-27 | yes | no | CHP | open | operational | 250
FI-31-2 | FI-31 | Martinlaakso 2 | Martinlaakso | Finland | EU | hard coal | Vantaan Energia | 1980 | 2029 | 2019-02-27 | yes | no | CHP | open | operational | 80
FR-5-1 | FR-5 | Albi 1 | Albi | France | EU | hard coal | EDF | 1969 | 2006 |  | no | no | conventional | retired or fuel switch | retired | 250
FR-13-1 | FR-13 | Bouchain 2 | Bouchain | France | EU | hard coal | EDF | 1970 | 2015 |  | no | no | conventional | retired or fuel switch | retired | 250
FR-22-2 | FR-22 | Cordemais 4 | Cordemais | France | EU | hard coal | EDF | 1983 |  |  | no | 2022 | conventional | open | operational | 630.4348
FR-22-3 | FR-22 | Cordemais 5 | Cordemais | France | EU | hard coal | EDF | 1984 |  |  | no | 2022 | conventional | open | operational | 630.4348
FR-41-1 | FR-41 | Hornaign 3 | Hornaing | France | EU | hard coal | Uniper | 1970 | 2013 |  | no | no | conventional | retired or fuel switch | retired | 235
FR-43-1 | FR-43 | Le Havre II 1 | Le Havre II | France | EU | hard coal | EDF | 1964 | 2013 |  | no | no | conventional | retired or fuel switch | retired | 250
FR-43-2 | FR-43 | Le Havre II 2 | Le Havre II | France | EU | hard coal | EDF | 1969 | 2013 |  | no | no | conventional | retired or fuel switch | retired | 600
FR-43-3 | FR-43 | Le Havre II 4 | Le Havre II | France | EU | hard coal | EDF | 1983 | 2021 |  | yes | 2022 | conventional | open | operational | 630.4348
FR-49-1 | FR-49 | Chambiere 3R | Chambiere | France | EU | hard coal | UEM | 1997 | 2019 |  | no | 2022 | CHP | retired or fuel switch | retired | 15
FR-49-2 | FR-49 | Chambiere 5 | Chambiere | France | EU | hard coal | UEM | 1984 | 2019 |  | no | 2022 | CHP | retired or fuel switch | retired | 24
FR-50-5 | FR-50 | Provence 4 | Provence | France | EU | hard coal | Uniper | 1995 | 2015 |  | no | no | conventional | retired or fuel switch | no longer coal | 250
FR-50-6 | FR-50 | Provence 5 | Provence | France | EU | hard coal | EPH | 1984 | 2020 | 2020-09-10 | yes | 2022 | conventional | open | operational | 625
FR-53-1 | FR-53 | Lucy-III 1 | Lucy-III | France | EU | hard coal | Uniper | 1971 | 2015 |  | no | no | conventional | retired or fuel switch | retired | 266.3043
FR-61-2 | FR-61 | Blenod 2 | Blenod | France | EU | hard coal | EDF | 1966 | 2013 |  | no | no | conventional | retired or fuel switch | retired | 250
FR-61-3 | FR-61 | Blenod 3 | Blenod | France | EU | hard coal | EDF | 1963 | 2014 |  | no | no | conventional | retired or fuel switch | retired | 250
FR-61-4 | FR-61 | Blenod 4 | Blenod | France | EU | hard coal | EDF | 1963 | 2013 |  | no | no | conventional | retired or fuel switch | retired | 250
FR-67-5 | FR-67 | Emile-Huchet 4 A | Emile-Houchet | France | EU | hard coal | Uniper | 1958 | 2015 |  | no | no | conventional | retired or fuel switch | retired | 125
FR-67-6 | FR-67 | Emile-Huchet 5 | Emile-Houchet | France | EU | hard coal | Uniper | 1972 | 2015 |  | no | no | conventional | retired or fuel switch | retired | 330
FR-67-7 | FR-67 | Emile-Huchet 6 | Emile-Houchet | France | EU | hard coal | EPH | 1981 | 2022 | 2020-09-10 | yes | 2022 | conventional | open | operational | 646.7391
FR-78-3 | FR-78 | Vitry 3 | Vitry | France | EU | hard coal | EDF | 1970 | 2015 |  | no | no | conventional | retired or fuel switch | retired | 270
FR-78-4 | FR-78 | Vitry 4 | Vitry | France | EU | hard coal | EDF | 1971 | 2015 |  | no | no | conventional | retired or fuel switch | retired | 270
FR-82-1 | FR-82 | La Maxe 1 | La Maxe | France | EU | hard coal | EDF | 1971 | 2015 |  | no | no | conventional | retired or fuel switch | retired | 250
FR-82-2 | FR-82 | La Maxe 2 | La Maxe | France | EU | hard coal | EDF | 1971 | 2015 |  | no | no | conventional | retired or fuel switch | retired | 250
FR-84-1 | FR-84 | La Poterne | La Poterne | France | EU | hard coal | City of Grenoble, Dalkia | 1960 | 2015 |  | no | no | CHP | retired or fuel switch | no longer coal | 63
FR-87-1 | FR-87 | Le Moule Caraibe | Le Moule Caraibe | France | EU | hard coal | Albioma | 2011 | 2020 |  | no | 2022 | conventional | retired or fuel switch | no longer coal | 38
HR-1-1 | HR-1 | Plomin 2 | Plomin | Croatia | EU | hard coal | HEP d.d. | 2000 |  |  | no | no | conventional | open | operational | 210
HR-1-2 | HR-1 | Plomin 1 | Plomin | Croatia | EU | hard coal | HEP d.d. | 1969 | 2017 | 2013-05-15 | yes | no | conventional | open | deactivated | 125
HU-5-1 | HU-5 | Borsod 1 | Borsod | Hungary | EU | hard coal | AES | 1951 | 2011 |  | no | no | CHP | retired or fuel switch | retired | 30
HU-5-2 | HU-5 | Borsod 2 | Borsod | Hungary | EU | hard coal | AES | 1951 | 2011 |  | no | no | CHP | retired or fuel switch | retired | 30
HU-5-3 | HU-5 | Borsod 3 | Borsod | Hungary | EU | hard coal | AES | 1951 | 2011 |  | no | no | CHP | retired or fuel switch | retired | 30
HU-5-6 | HU-5 | Borsod 6 | Borsod | Hungary | EU | hard coal | AES | 1968 | 2008 |  | no | no | CHP | retired or fuel switch | retired | 12.5
HU-5-7 | HU-5 | Borsod 5 | Borsod | Hungary | EU | hard coal | AES | 1968 | 2008 |  | no | no | CHP | retired or fuel switch | retired | 21
HU-5-9 | HU-5 | Borsod 8 | Borsod | Hungary | EU | hard coal | AES | 1968 | 2008 |  | no | no | CHP | retired or fuel switch | retired | 10
HU-8-1 | HU-8 | Oroszlany 1 | Oroszlany | Hungary | EU | hard coal | MVM | 1961 |  |  | no | 2030 | conventional | open | deactivated | 55
HU-8-2 | HU-8 | Oroszlany 2 | Oroszlany | Hungary | EU | hard coal | MVM | 1961 |  |  | no | 2030 | conventional | open | deactivated | 65
HU-8-3 | HU-8 | Oroszlany 3 | Oroszlany | Hungary | EU | hard coal | MVM | 1961 |  |  | no | 2030 | conventional | open | deactivated | 65
HU-8-4 | HU-8 | Oroszlany 4 | Oroszlany | Hungary | EU | hard coal | MVM | 1961 |  |  | no | 2030 | conventional | open | deactivated | 65
HU-9-5 | HU-9 | Pecs 5 | Pecs | Hungary | EU | hard coal | Veolia | 1966 | 2012 |  | no | no | conventional | retired or fuel switch | retired | 60
HU-11-1 | HU-11 | Tiszapalkonya 1 | Tiszapalkonya | Hungary | EU | hard coal | AES | 1952 | 2012 |  | no | no | conventional | retired or fuel switch | retired | 50
HU-11-2 | HU-11 | Tiszapalkonya 2 | Tiszapalkonya | Hungary | EU | hard coal | AES | 1952 | 2011 |  | no | no | conventional | retired or fuel switch | retired | 50
HU-11-3 | HU-11 | Tiszapalkonya 3 | Tiszapalkonya | Hungary | EU | hard coal | AES | 1952 | 2011 |  | no | no | conventional | retired or fuel switch | retired | 55
HU-11-4 | HU-11 | Tiszapalkonya 4 | Tiszapalkonya | Hungary | EU | hard coal | AES | 1952 | 2011 |  | no | no | conventional | retired or fuel switch | retired | 55
HU-11-5 | HU-11 | Tiszapalkonya 5 | Tiszapalkonya | Hungary | EU | hard coal | AES | 1952 | 2011 |  | no | no | conventional | retired or fuel switch | retired | 55
HU-11-6 | HU-11 | Tiszapalkonya 6 | Tiszapalkonya | Hungary | EU | hard coal | AES | 1952 | 2011 |  | no | no | conventional | retired or fuel switch | retired | 13
HU-12-1 | HU-12 | Matra 1 | Matra | Hungary | EU | lignite | MVM | 1969 |  |  | no | 2030 | conventional | open | operational | 100
HU-12-2 | HU-12 | Matra 2 | Matra | Hungary | EU | lignite | MVM | 1969 |  |  | no | 2030 | conventional | open | operational | 100
HU-12-3 | HU-12 | Matra 3 | Matra | Hungary | EU | lignite | MVM | 1969 |  |  | no | 2030 | conventional | open | operational | 220
HU-12-4 | HU-12 | Matra 4 | Matra | Hungary | EU | lignite | MVM | 1969 |  |  | no | 2030 | conventional | open | operational | 232
HU-12-5 | HU-12 | Matra 5 | Matra | Hungary | EU | lignite | MVM | 1969 |  |  | no | 2030 | conventional | open | operational | 232
IE-3-1 | IE-3 | Moneypoint 1 | Moneypoint | Ireland | EU | hard coal | ESB Group | 1985 |  |  | no | 2025 | conventional | open | operational | 305
IE-3-2 | IE-3 | Moneypoint 2 | Moneypoint | Ireland | EU | hard coal | ESB Group | 1986 |  |  | no | 2025 | conventional | open | operational | 305
IE-3-3 | IE-3 | Moneypoint 3 | Moneypoint | Ireland | EU | hard coal | ESB Group | 1987 |  |  | no | 2025 | conventional | open | operational | 305
IT-1-1 | IT-1 | Brescia 3 | Brescia | Italy | EU | hard coal | A2A | 1988 | 2020 | 2020-04-16 | no | no | CHP | retired or fuel switch | retired | 75
IT-2-1 | IT-2 | Brindisi Sud 1 | Brindisi Sud | Italy | EU | hard coal | Enel | 1991 |  |  | no | 2025 | conventional | open | operational | 660
IT-2-2 | IT-2 | Brindisi Sud 2 | Brindisi Sud | Italy | EU | hard coal | Enel | 1992 | 2020 | 2020-05-28 | yes | 2025 | conventional | open | operational | 660
IT-2-3 | IT-2 | Brindisi Sud 3 | Brindisi Sud | Italy | EU | hard coal | Enel | 1992 |  |  | no | 2025 | conventional | open | operational | 660
IT-2-4 | IT-2 | Brindisi Sud 4 | Brindisi Sud | Italy | EU | hard coal | Enel | 1993 |  |  | no | 2025 | conventional | open | operational | 660
IT-3-3 | IT-3 | Brindisi Nord 3 | Brindisi Nord | Italy | EU | hard coal | A2A | 1979 |  |  | no | 2025 | conventional | open | standby | 320
IT-3-4 | IT-3 | Brindisi Nord 4 | Brindisi Nord | Italy | EU | hard coal | A2A | 1979 |  |  | no | 2025 | conventional | open | standby | 320
IT-7-1 | IT-7 | Torrevaldaliga Nord 2 | Torrevaldaliga Nord | Italy | EU | hard coal | Enel | 2010 |  |  | no | 2025 | conventional | open | operational | 660
IT-7-2 | IT-7 | Torrevaldaliga Nord 3 | Torrevaldaliga Nord | Italy | EU | hard coal | Enel | 2010 |  |  | no | 2025 | conventional | open | operational | 660
IT-7-3 | IT-7 | Torrevaldaliga Nord 4 | Torrevaldaliga Nord | Italy | EU | hard coal | Enel | 2009 |  |  | no | 2025 | conventional | open | operational | 660
IT-9-1 | IT-9 | Genova 3 | Genova | Italy | EU | hard coal | Enel | 1952 | 2014 |  | no | no | conventional | retired or fuel switch | retired | 70
IT-9-2 | IT-9 | Genova 4 | Genova | Italy | EU | hard coal | Enel | 1952 | 2014 |  | no | no | conventional | retired or fuel switch | retired | 70
IT-9-3 | IT-9 | Genova 6 | Genova | Italy | EU | hard coal | Enel | 1960 | 2017 | 2017-03-31 | no | no | conventional | retired or fuel switch | retired | 155
IT-10-1 | IT-10 | Bastardo 1 | Bastardo | Italy | EU | hard coal | Enel | 1989 |  |  | no | 2025 | conventional | open | operational | 75
IT-10-2 | IT-10 | Bastardo 2 | Bastardo | Italy | EU | hard coal | Enel | 1990 |  |  | no | 2025 | conventional | open | operational | 75
IT-11-1 | IT-11 | La Spezia 3 | La Spezia | Italy | EU | hard coal | Enel | 1967 |  |  | no | 2025 | conventional | open | operational | 600
IT-13-1 | IT-13 | Monfalcone 1 | Monfalcone | Italy | EU | hard coal | A2A | 1965 |  |  | no | 2025 | conventional | open | operational | 165
IT-13-2 | IT-13 | Monfalcone 2 | Monfalcone | Italy | EU | hard coal | A2A | 1970 |  |  | no | 2025 | conventional | open | operational | 171
IT-19-1 | IT-19 | Fiume Santo 3 | Fiume Santo | Italy | EU | hard coal | EPH | 1992 |  |  | no | 2025 | conventional | open | operational | 320
IT-19-2 | IT-19 | Fiume Santo 4 | Fiume Santo | Italy | EU | hard coal | EPH | 1993 |  |  | no | 2025 | conventional | open | operational | 320
IT-20-3 | IT-20 | Sulcis 2 | Sulcis | Italy | EU | hard coal | Enel | 2005 |  |  | no | 2025 | conventional | open | operational | 350
IT-20-4 | IT-20 | Sulcis 3 | Sulcis | Italy | EU | hard coal | Enel | 1986 |  |  | no | 2025 | conventional | open | operational | 240
IT-23-3 | IT-23 | Vado Ligure VL3 | Vado Ligure | Italy | EU | hard coal | Engie | 1971 | 2016 | 2016-06-06 | no | no | conventional | retired or fuel switch | retired | 330
IT-23-4 | IT-23 | Vado Ligure VL4 | Vado Ligure | Italy | EU | hard coal | Engie | 1971 | 2016 | 2016-06-06 | no | no | conventional | retired or fuel switch | retired | 330
IT-24-1 | IT-24 | Fusina GR1 | Fusina | Italy | EU | hard coal | Enel | 1964 |  |  | no | 2025 | conventional | open | operational | 165
IT-24-2 | IT-24 | Fusina GR2 | Fusina | Italy | EU | hard coal | Enel | 1969 |  |  | no | 2025 | conventional | open | operational | 171
IT-24-3 | IT-24 | Fusina GR3 | Fusina | Italy | EU | hard coal | Enel | 1974 |  |  | no | 2025 | conventional | open | operational | 320
IT-24-4 | IT-24 | Fusina GR4 | Fusina | Italy | EU | hard coal | Enel | 1974 |  |  | no | 2025 | conventional | open | operational | 320
IT-26-1 | IT-26 | Marghera 1 | Marghera | Italy | EU | hard coal | Enel | 1952 | 2015 |  | no | no | conventional | retired or fuel switch | retired | 70
IT-26-2 | IT-26 | Marghera 2 | Marghera | Italy | EU | hard coal | Enel | 1956 | 2015 |  | no | no | conventional | retired or fuel switch | retired | 70
KS-1-1 | KS-1 | Kosovo A1 | Kosovo A | Kosovo | Western Balkans | lignite | KEK | 1962 | 2006 |  | no | no | CHP | retired or fuel switch | retired | 65
KS-1-2 | KS-1 | Kosovo A2 | Kosovo A | Kosovo | Western Balkans | lignite | KEK | 1965 | 2010 |  | no | no | CHP | retired or fuel switch | retired | 125
KS-1-3 | KS-1 | Kosovo A3 | Kosovo A | Kosovo | Western Balkans | lignite | KEK | 1970 |  |  | no | no | conventional | open | operational | 200
KS-1-4 | KS-1 | Kosovo A4 | Kosovo A | Kosovo | Western Balkans | lignite | KEK | 1971 |  |  | no | no | conventional | open | operational | 200
KS-1-5 | KS-1 | Kosovo A5 | Kosovo A | Kosovo | Western Balkans | lignite | KEK | 1975 |  |  | no | no | conventional | open | operational | 210
KS-2-1 | KS-2 | Kosovo B1 | Kosovo B | Kosovo | Western Balkans | lignite | KEK | 1983 |  |  | no | no | conventional | open | operational | 339
KS-2-2 | KS-2 | Kosovo B2 | Kosovo B | Kosovo | Western Balkans | lignite | KEK | 1984 |  |  | no | no | conventional | open | operational | 339
ME-1-1 | ME-1 | Pljevlja | Pljevlja | Montenegro | Western Balkans | lignite | state and A2A | 1982 |  |  | no | no | conventional | open | operational | 225
MK-1-1 | MK-1 | Bitola 1 | Bitola | North Macedonia | Western Balkans | lignite | JSC ELEM Skopje | 1982 |  |  | no | no | conventional | open | operational | 225
MK-1-2 | MK-1 | Bitola 2 | Bitola | North Macedonia | Western Balkans | lignite | JSC ELEM Skopje | 1984 |  |  | no | no | conventional | open | operational | 225
MK-1-3 | MK-1 | Bitola 3 | Bitola | North Macedonia | Western Balkans | lignite | JSC ELEM Skopje | 1988 |  |  | no | no | conventional | open | operational | 225
MK-2-1 | MK-2 | Oslomej | Oslomej | North Macedonia | Western Balkans | lignite | JSC ELEM Skopje | 1980 |  |  | no | no | conventional | open | standby | 125
NL-1-1 | NL-1 | Hemweg 8 | Hemweg | Netherlands | EU | hard coal | Vattenfall | 1995 | 2019 | 2019-03-08 | no | 2029 | conventional | retired or fuel switch | retired | 684.7826
NL-2-1 | NL-2 | Borssele 12 | Borssele 12 | Netherlands | EU | hard coal | Delta N.V., RWE | 1988 | 2015 |  | no | no | conventional | retired or fuel switch | retired | 441.3043
NL-4-5 | NL-4 | Amer 9 | Amer | Netherlands | EU | hard coal | RWE | 1994 | 2024 | 2019-12-10 | yes | 2029 | conventional | open | operational | 652.1739
NL-4-6 | NL-4 | Amer 8 | Amer | Netherlands | EU | hard coal | RWE | 1981 | 2015 |  | no | no | conventional | retired or fuel switch | retired | 701.087
NL-6-1 | NL-6 | Maasvlakte 1 | Maasvlakte | Netherlands | EU | hard coal | Uniper | 1988 | 2017 | 2013-09-01 | no | no | conventional | retired or fuel switch | retired | 603.2609
NL-6-2 | NL-6 | Maasvlakte 2 | Maasvlakte | Netherlands | EU | hard coal | Uniper | 1987 | 2017 | 2013-09-01 | no | no | conventional | retired or fuel switch | retired | 603.2609
NL-7-3 | NL-7 | Gelderland 13 | Gelderland 13 | Netherlands | EU | hard coal | Engie | 1982 | 2015 |  | no | no | conventional | retired or fuel switch | retired | 632
NL-10-1 | NL-10 | Maasvlakte 3 | Maasvlakte 3 | Netherlands | EU | hard coal | Uniper | 2016 | 2029 | 2019-12-10 | yes | 2029 | conventional | open | operational | 1195.6522
NL-11-1 | NL-11 | Maasvlakte New | Maasvlakte New | Netherlands | EU | hard coal | Riverstone | 2015 | 2029 | 2019-12-10 | yes | 2029 | conventional | open | operational | 869.5652
NL-12-1 | NL-12 | Eemshaven 1 | Eemshaven | Netherlands | EU | hard coal | RWE | 2015 | 2029 | 2019-12-10 | yes | 2029 | conventional | open | operational | 869.5652
NL-12-2 | NL-12 | Eemshaven 2 | Eemshaven | Netherlands | EU | hard coal | RWE | 2015 | 2029 | 2019-12-10 | yes | 2029 | conventional | open | operational | 869.5652
PL-4-1 | PL-4 | Bedzin | Bedzin | Poland | EU | hard coal | EC Będzin SA | 1975 |  |  | no | no | CHP | open | operational | 81.5
PL-5-1 | PL-5 | Lagisza B1 | Lagisza | Poland | EU | hard coal | Tauron | 1963 | 2013 |  | no | no | conventional | retired or fuel switch | retired | 120
PL-5-2 | PL-5 | Lagisza B2 | Lagisza | Poland | EU | hard coal | Tauron | 1963 | 2013 |  | no | no | conventional | retired or fuel switch | retired | 120
PL-5-4 | PL-5 | Lagisza B4 | Lagisza | Poland | EU | hard coal | Tauron | 1966 | 2009 |  | no | no | conventional | retired or fuel switch | retired | 120
PL-5-5 | PL-5 | Lagisza B5 | Lagisza | Poland | EU | hard coal | Tauron | 1966 | 2016 |  | no | no | conventional | retired or fuel switch | retired | 120
PL-5-6 | PL-5 | Lagisza B6 | Lagisza | Poland | EU | hard coal | Tauron | 1966 | 2020 |  | yes | no | conventional | open | operational | 120
PL-5-7 | PL-5 | Lagisza B7 | Lagisza | Poland | EU | hard coal | Tauron | 1966 | 2020 |  | yes | no | conventional | open | operational | 120
PL-5-8 | PL-5 | Lagisza B10 | Lagisza | Poland | EU | hard coal | Tauron | 2009 |  |  | no | no | CHP | open | operational | 460
PL-6-1 | PL-6 | Belchatow B1 | Belchatow | Poland | EU | lignite | PGE | 1981 | 2019 | 2018-03-28 | no | no | conventional | retired or fuel switch | retired | 370
PL-6-2 | PL-6 | Belchatow B2 | Belchatow | Poland | EU | lignite | PGE | 1983 |  |  | no | no | conventional | open | operational | 358
PL-6-3 | PL-6 | Belchatow B3 | Belchatow | Poland | EU | lignite | PGE | 1983 |  |  | no | no | conventional | open | operational | 380
PL-6-4 | PL-6 | Belchatow B4 | Belchatow | Poland | EU | lignite | PGE | 1984 |  |  | no | no | conventional | open | operational | 380
PL-6-5 | PL-6 | Belchatow B5 | Belchatow | Poland | EU | lignite | PGE | 1984 |  |  | no | no | conventional | open | operational | 380
PL-6-6 | PL-6 | Belchatow B6 | Belchatow | Poland | EU | lignite | PGE | 1985 |  |  | no | no | conventional | open | operational | 394
PL-6-7 | PL-6 | Belchatow B7 | Belchatow | Poland | EU | lignite | PGE | 1985 |  |  | no | no | conventional | open | operational | 390
PL-6-8 | PL-6 | Belchatow B8 | Belchatow | Poland | EU | lignite | PGE | 1986 |  |  | no | no | conventional | open | operational | 390
PL-6-9 | PL-6 | Belchatow B9 | Belchatow | Poland | EU | lignite | PGE | 1986 |  |  | no | no | conventional | open | operational | 370
PL-6-10 | PL-6 | Belchatow B10 | Belchatow | Poland | EU | lignite | PGE | 1987 |  |  | no | no | conventional | open | operational | 370
PL-6-11 | PL-6 | Belchatow B11 | Belchatow | Poland | EU | lignite | PGE | 1988 |  |  | no | no | conventional | open | operational | 390
PL-6-12 | PL-6 | Belchatow B12 | Belchatow | Poland | EU | lignite | PGE | 1988 |  |  | no | no | conventional | open | operational | 370
PL-6-13 | PL-6 | Belchatow II B14 | Belchatow | Poland | EU | lignite | PGE | 2011 |  |  | no | no | conventional | open | operational | 858
PL-8-1 | PL-8 | Bialystok B1 | Bialystok | Poland | EU | hard coal | ENEA | 1978 | 2012 |  | no | no | CHP | retired or fuel switch | no longer coal | 65
PL-8-2 | PL-8 | Bialystok B2 | Bialystok | Poland | EU | hard coal | ENEA | 1981 |  |  | no | no | CHP | open | operational | 55
PL-8-3 | PL-8 | Bialystok B3 | Bialystok | Poland | EU | hard coal | ENEA | 1991 |  |  | no | no | CHP | open | operational | 55
PL-11-1 | PL-11 | Bielsko - Biala - 1 | Bielsko-Biala | Poland | EU | hard coal | Tauron | 1960 | 2015 |  | no | no | CHP | retired or fuel switch | retired | 60.6
PL-11-2 | PL-11 | Bielsko - Biala - 2 | Bielsko-Biala | Poland | EU | hard coal | Tauron | 2013 |  |  | no | no | CHP | open | operational | 50
PL-11-6 | PL-11 | Bielsko-Polnoc | Bielsko-Biala | Poland | EU | hard coal | Tauron | 1997 |  |  | no | no | CHP | open | operational | 55
PL-13-1 | PL-13 | Turow B1 | Turow | Poland | EU | lignite | PGE | 1998 |  |  | no | no | conventional | open | operational | 235
PL-13-2 | PL-13 | Turow B2 | Turow | Poland | EU | lignite | PGE | 1998 |  |  | no | no | conventional | open | operational | 235
PL-13-3 | PL-13 | Turow B3 | Turow | Poland | EU | lignite | PGE | 2000 |  |  | no | no | conventional | open | operational | 235
PL-13-4 | PL-13 | Turow B4 | Turow | Poland | EU | lignite | PGE | 1963 |  |  | no | no | conventional | open | operational | 261
PL-13-5 | PL-13 | Turow B5 | Turow | Poland | EU | lignite | PGE | 1964 |  |  | no | no | conventional | open | operational | 261
PL-13-6 | PL-13 | Turow B6 | Turow | Poland | EU | lignite | PGE | 1964 |  |  | no | no | conventional | open | operational | 261
PL-13-8 | PL-13 | Turow B8 | Turow | Poland | EU | lignite | PGE | 1970 | 2010 |  | no | no | conventional | retired or fuel switch | retired | 200
PL-13-9 | PL-13 | Turow B9 | Turow | Poland | EU | lignite | PGE | 1971 | 2012 |  | no | no | conventional | retired or fuel switch | retired | 200
PL-13-10 | PL-13 | Turow B10 | Turow | Poland | EU | lignite | PGE | 1971 | 2013 |  | no | no | conventional | retired or fuel switch | retired | 206
PL-13-11 | PL-13 | Turow B11 | Turow | Poland | EU | lignite | PGE | 2020 |  |  | no | no | conventional | Construction | construction | 460
PL-16-1 | PL-16 | Opole B1 | Opole | Poland | EU | hard coal | PGE | 1993 |  |  | no | no | conventional | open | operational | 386
PL-16-2 | PL-16 | Opole B2 | Opole | Poland | EU | hard coal | PGE | 1994 |  |  | no | no | conventional | open | operational | 383
PL-16-3 | PL-16 | Opole B3 | Opole | Poland | EU | hard coal | PGE | 1996 |  |  | no | no | conventional | open | operational | 383
PL-16-4 | PL-16 | Opole B4 | Opole | Poland | EU | hard coal | PGE | 1997 |  |  | no | no | conventional | open | operational | 380
PL-16-5 | PL-16 | Opole B5 | Opole | Poland | EU | hard coal | PGE | 2019 |  |  | no | no | conventional | open | operational | 900
PL-16-6 | PL-16 | Opole B6 | Opole | Poland | EU | hard coal | PGE | 2019 |  |  | no | no | conventional | open | operational | 900
PL-18-1 | PL-18 | Bydgoszcz II 1 | Bydgoszcz II | Poland | EU | hard coal | PGE | 1971 |  |  | no | no | CHP | open | operational | 55
PL-18-2 | PL-18 | Bydgoszcz II 3 | Bydgoszcz II | Poland | EU | hard coal | PGE | 1971 |  |  | no | no | CHP | open | operational | 32
PL-18-3 | PL-18 | Bydgoszcz II 2 | Bydgoszcz II | Poland | EU | hard coal | PGE | 1976 |  |  | no | no | CHP | open | operational | 55
PL-18-4 | PL-18 | Bydgoszcz II 5 | Bydgoszcz II | Poland | EU | hard coal | PGE | 1984 | 2015 |  | no | no | CHP | retired or fuel switch | retired | 35
PL-18-5 | PL-18 | Bydgoszcz II 4 | Bydgoszcz II | Poland | EU | hard coal | PGE | 1971 |  |  | no | no | CHP | open | operational | 50
PL-20-1 | PL-20 | Miechowice 1 | Miechowice | Poland | EU | hard coal | Fortum | 1955 |  |  | no | no | CHP | open | operational | 55
PL-20-2 | PL-20 | Miechowice 2 | Miechowice | Poland | EU | hard coal | Fortum | 1955 |  |  | no | no | CHP | open | operational | 55
PL-20-3 | PL-20 | Miechowice 3 | Miechowice | Poland | EU | hard coal | Fortum | 1998 |  |  | no | no | CHP | open | operational | 15
PL-23-1 | PL-23 | Chorzow 2 B1 | Chorzow 2 | Poland | EU | hard coal | CEZ | 2003 |  |  | no | no | CHP | open | operational | 113
PL-23-2 | PL-23 | Chorzow 2 B2 | Chorzow 2 | Poland | EU | hard coal | CEZ | 2003 |  |  | no | no | CHP | open | operational | 113
PL-33-1 | PL-33 | Czestochowa | Czestochowa | Poland | EU | hard coal | Fortum | 2010 |  |  | no | no | CHP | open | operational | 64
PL-40-1 | PL-40 | Elblag 1 | Elblag | Poland | EU | hard coal | ENERGA | 1955 | 8888 |  | yes | no | CHP | open | operational | 25
PL-40-2 | PL-40 | Elblag 2 | Elblag | Poland | EU | hard coal | ENERGA | 1956 | 8888 |  | yes | no | CHP | open | operational | 25
PL-40-3 | PL-40 | Elblag 3 | Elblag | Poland | EU | hard coal | ENERGA | 1957 | 8888 |  | yes | no | CHP | open | operational | 12
PL-43-1 | PL-43 | Gdansk 2 B1 | Gdansk 2 | Poland | EU | hard coal | PGE | 1971 | 2013 |  | no | no | CHP | retired or fuel switch | retired | 19.2
PL-43-2 | PL-43 | Gdansk 2 B2 | Gdansk 2 | Poland | EU | hard coal | PGE | 1973 |  |  | no | no | CHP | open | operational | 52.8
PL-43-3 | PL-43 | Gdansk 2 B3 | Gdansk 2 | Poland | EU | hard coal | PGE | 1978 |  |  | no | no | CHP | open | operational | 54
PL-43-4 | PL-43 | Gdansk 2 B4 | Gdansk 2 | Poland | EU | hard coal | PGE | 1984 |  |  | no | no | CHP | open | operational | 57.5
PL-43-5 | PL-43 | Gdansk 2 B5 | Gdansk 2 | Poland | EU | hard coal | PGE | 1994 |  |  | no | no | CHP | open | operational | 53
PL-46-1 | PL-46 | Gdynia 3 - 1 | Gdynia | Poland | EU | hard coal | PGE | 1980 |  |  | no | no | CHP | open | operational | 52.6
PL-46-2 | PL-46 | Gdynia 3 - 2 | Gdynia | Poland | EU | hard coal | PGE | 1990 |  |  | no | no | CHP | open | operational | 52.6
PL-69-1 | PL-69 | Jaworzno 2 B2 | Jaworzno 2 | Poland | EU | hard coal | Tauron | 1998 |  |  | no | no | CHP | open | operational | 60
PL-69-2 | PL-69 | Jaworzno 2 B3 | Jaworzno 2 | Poland | EU | hard coal | Tauron | 1998 |  |  | no | no | CHP | open | operational | 70
PL-69-3 | PL-69 | Jaworzno 2 B4 | Jaworzno 2 | Poland | EU | hard coal | Tauron | 1998 |  |  | no | no | CHP | open | operational | 70
PL-70-1 | PL-70 | Jaworzno 3 B1 | Jaworzno 3 | Poland | EU | hard coal | Tauron | 1977 |  |  | no | no | conventional | open | operational | 225
PL-70-2 | PL-70 | Jaworzno 3 B2 | Jaworzno 3 | Poland | EU | hard coal | Tauron | 1977 |  |  | no | no | conventional | open | operational | 225
PL-70-3 | PL-70 | Jaworzno 3 B3 | Jaworzno 3 | Poland | EU | hard coal | Tauron | 1977 |  |  | no | no | conventional | open | operational | 225
PL-70-4 | PL-70 | Jaworzno 3 B4 | Jaworzno 3 | Poland | EU | hard coal | Tauron | 1977 |  |  | no | no | conventional | open | operational | 225
PL-70-5 | PL-70 | Jaworzno 3 B5 | Jaworzno 3 | Poland | EU | hard coal | Tauron | 1977 |  |  | no | no | conventional | open | operational | 220
PL-70-6 | PL-70 | Jaworzno 3 B6 | Jaworzno 3 | Poland | EU | hard coal | Tauron | 1979 |  |  | no | no | conventional | open | operational | 225
PL-70-7 | PL-70 | Jaworzno 3 B7 | Jaworzno 3 | Poland | EU | hard coal | Tauron | 2020 |  |  | no | no | conventional | Construction | construction | 910
PL-76-1 | PL-76 | Katowice B1 | Katowice | Poland | EU | hard coal | Tauron | 1999 |  |  | no | no | conventional | open | operational | 135
PL-80-3 | PL-80 | Blachownia 1 | Blachownia | Poland | EU | hard coal | Tauron | 1957 | 2014 |  | no | no | conventional | retired or fuel switch | retired | 165
PL-90-1 | PL-90 | Patnow I B1 | Patnow I | Poland | EU | lignite | ZEPAK | 1967 | 2024 | 2020-10-01 | yes | no | conventional | open | operational | 200
PL-90-2 | PL-90 | Patnow I B2 | Patnow I | Poland | EU | lignite | ZEPAK | 1967 | 2024 | 2020-10-01 | yes | no | conventional | open | operational | 200
PL-90-3 | PL-90 | Patnow I B3 | Patnow I | Poland | EU | lignite | ZEPAK | 1968 | 2020 | 2020-04-03 | no | no | conventional | retired or fuel switch | retired | 200
PL-90-4 | PL-90 | Patnow I B4 | Patnow I | Poland | EU | lignite | ZEPAK | 1968 | 2019 | 2020-04-03 | no | no | conventional | retired or fuel switch | retired | 200
PL-90-5 | PL-90 | Patnow I B5 | Patnow I | Poland | EU | lignite | ZEPAK | 1969 | 2023 | 2020-10-01 | yes | no | conventional | open | operational | 200
PL-90-6 | PL-90 | Patnow I B6 | Patnow I | Poland | EU | lignite | ZEPAK | 1969 | 2020 | 2020-04-03 | no | no | conventional | retired or fuel switch | retired | 200
PL-91-1 | PL-91 | Konin B1 | Konin | Poland | EU | lignite | ZEPAK | 1964 | 2022 | 2020-07-22 | yes | no | CHP | open | operational | 28
PL-91-2 | PL-91 | Konin B2 | Konin | Poland | EU | lignite | ZEPAK | 1958 | 2022 | 2020-07-22 | yes | no | CHP | open | operational | 50
PL-91-4 | PL-91 | Konin B3 | Konin | Poland | EU | lignite | ZEPAK | 1958 | 2020 |  | no | no | CHP | retired or fuel switch | retired | 65
PL-91-5 | PL-91 | Konin B4 | Konin | Poland | EU | lignite | ZEPAK | 1961 | 2020 |  | no | no | CHP | retired or fuel switch | retired | 50
PL-96-1 | PL-96 | Kozienice B1 | Kozienice | Poland | EU | hard coal | Enea | 1972 |  |  | no | no | conventional | open | operational | 215
PL-96-2 | PL-96 | Kozienice B2 | Kozienice | Poland | EU | hard coal | Enea | 1973 |  |  | no | no | conventional | open | operational | 225
PL-96-3 | PL-96 | Kozienice B3 | Kozienice | Poland | EU | hard coal | Enea | 1973 |  |  | no | no | conventional | open | operational | 225
PL-96-4 | PL-96 | Kozienice B4 | Kozienice | Poland | EU | hard coal | Enea | 1973 |  |  | no | no | conventional | open | operational | 228
PL-96-5 | PL-96 | Kozienice B5 | Kozienice | Poland | EU | hard coal | Enea | 1973 |  |  | no | no | conventional | open | operational | 225
PL-96-6 | PL-96 | Kozienice B6 | Kozienice | Poland | EU | hard coal | Enea | 1974 |  |  | no | no | conventional | open | operational | 228
PL-96-7 | PL-96 | Kozienice B7 | Kozienice | Poland | EU | hard coal | Enea | 1974 |  |  | no | no | conventional | open | operational | 225
PL-96-8 | PL-96 | Kozienice B8 | Kozienice | Poland | EU | hard coal | Enea | 1975 |  |  | no | no | conventional | open | operational | 228
PL-96-9 | PL-96 | Kozienice B9 | Kozienice | Poland | EU | hard coal | Enea | 1978 |  |  | no | no | conventional | open | operational | 560
PL-96-10 | PL-96 | Kozienice B10 | Kozienice | Poland | EU | hard coal | Enea | 1979 |  |  | no | no | conventional | open | operational | 560
PL-96-11 | PL-96 | Kozienice B11 | Kozienice | Poland | EU | hard coal | Enea | 2017 |  |  | no | no | conventional | open | operational | 1075
PL-98-1 | PL-98 | Krakow B1 | Krakow | Poland | EU | hard coal | PGE | 1970 |  |  | no | no | CHP | open | operational | 120
PL-98-2 | PL-98 | Krakow B2 | Krakow | Poland | EU | hard coal | PGE | 1978 |  |  | no | no | CHP | open | operational | 120
PL-98-3 | PL-98 | Krakow B3 | Krakow | Poland | EU | hard coal | PGE | 1984 |  |  | no | no | CHP | open | operational | 110
PL-98-4 | PL-98 | Krakow B4 | Krakow | Poland | EU | hard coal | PGE | 1985 | 2015 |  | no | no | CHP | retired or fuel switch | retired | 110
PL-107-1 | PL-107 | Laziska B1 | Laziska | Poland | EU | hard coal | Tauron | 1960 | 2020 |  | yes | no | conventional | open | operational | 125
PL-107-2 | PL-107 | Laziska B2 | Laziska | Poland | EU | hard coal | Tauron | 1960 | 2020 |  | yes | no | conventional | open | operational | 125
PL-107-3 | PL-107 | Laziska B9 | Laziska | Poland | EU | hard coal | Tauron | 1982 |  |  | no | no | conventional | open | operational | 230
PL-107-4 | PL-107 | Laziska B10 | Laziska | Poland | EU | hard coal | Tauron | 1982 |  |  | no | no | conventional | open | operational | 225
PL-107-5 | PL-107 | Laziska B11 | Laziska | Poland | EU | hard coal | Tauron | 1982 |  |  | no | no | conventional | open | operational | 225
PL-107-6 | PL-107 | Laziska B12 | Laziska | Poland | EU | hard coal | Tauron | 1982 |  |  | no | no | conventional | open | operational | 225
PL-113-1 | PL-113 | Lodz 2 - 1 | Lodz 2 | Poland | EU | hard coal | Veolia | 1958 | 2015 |  | no | no | CHP | retired or fuel switch | retired | 87
PL-114-1 | PL-114 | Lodz 3 - 1 | Lodz 3 | Poland | EU | hard coal | Veolia | 1968 |  |  | no | no | CHP | open | operational | 32.5
PL-114-2 | PL-114 | Lodz 3 - 2 | Lodz 3 | Poland | EU | hard coal | Veolia | 1968 |  |  | no | no | CHP | open | operational | 55
PL-114-3 | PL-114 | Lodz 3 - 3 | Lodz 3 | Poland | EU | hard coal | Veolia | 1968 |  |  | no | no | CHP | open | operational | 55
PL-114-4 | PL-114 | Lodz 3 - 4 | Lodz 3 | Poland | EU | hard coal | Veolia | 1968 |  |  | no | no | CHP | open | operational | 55
PL-115-1 | PL-115 | Lodz 4 BC- 50 -1 | Lodz 4 | Poland | EU | hard coal | Veolia | 1977 |  |  | no | no | CHP | open | operational | 55
PL-115-2 | PL-115 | Lodz 4 BC- 50 -2 | Lodz 4 | Poland | EU | hard coal | Veolia | 1978 |  |  | no | no | CHP | open | operational | 55
PL-115-3 | PL-115 | Lodz 4 BC- 100 -3 | Lodz 4 | Poland | EU | hard coal | Veolia | 1992 |  |  | no | no | CHP | open | operational | 105
PL-126-1 | PL-126 | Mielec 1 | Mielec | Poland | EU | hard coal | E-Star Plc | 1962 |  |  | no | no | CHP | open | operational | 30.44
PL-132-1 | PL-132 | Dolna Odra B1 | Dolna Odra | Poland | EU | hard coal | PGE | 1974 | 2020 |  | yes | no | conventional | open | standby | 222
PL-132-2 | PL-132 | Dolna Odra B2 | Dolna Odra | Poland | EU | hard coal | PGE | 1974 | 2020 |  | yes | no | conventional | open | standby | 232
PL-132-3 | PL-132 | Dolna Odra B3 | Dolna Odra | Poland | EU | hard coal | PGE | 1975 | 2014 |  | no | no | conventional | retired or fuel switch | retired | 215
PL-132-4 | PL-132 | Dolna Odra B4 | Dolna Odra | Poland | EU | hard coal | PGE | 1975 | 2012 |  | no | no | conventional | retired or fuel switch | retired | 215
PL-132-5 | PL-132 | Dolna Odra B5 | Dolna Odra | Poland | EU | hard coal | PGE | 1975 |  |  | no | no | conventional | open | operational | 222
PL-132-6 | PL-132 | Dolna Odra B6 | Dolna Odra | Poland | EU | hard coal | PGE | 1976 |  |  | no | no | conventional | open | operational | 222
PL-132-7 | PL-132 | Dolna Odra B7 | Dolna Odra | Poland | EU | hard coal | PGE | 1976 |  |  | no | no | conventional | open | operational | 232
PL-132-8 | PL-132 | Dolna Odra B8 | Dolna Odra | Poland | EU | hard coal | PGE | 1977 |  |  | no | no | conventional | open | operational | 232
PL-140-1 | PL-140 | Ostroleka A 1 | Ostroleka | Poland | EU | hard coal | Energa | 1957 | 2015 |  | no | no | CHP | retired or fuel switch | retired | 26.2
PL-140-2 | PL-140 | Ostroleka A 2 | Ostroleka | Poland | EU | hard coal | Energa | 1957 | 2015 |  | no | no | CHP | retired or fuel switch | retired | 26.2
PL-140-3 | PL-140 | Ostroleka A 3 | Ostroleka | Poland | EU | hard coal | Energa | 1957 | 2015 |  | no | no | CHP | retired or fuel switch | retired | 6.9
PL-140-4 | PL-140 | Ostroleka A 4 | Ostroleka | Poland | EU | hard coal | Energa | 1958 |  |  | no | no | CHP | open | operational | 34.1
PL-140-5 | PL-140 | Ostroleka B B1 | Ostroleka | Poland | EU | hard coal | Energa | 1972 |  |  | no | no | conventional | open | operational | 221
PL-140-6 | PL-140 | Ostroleka B B2 | Ostroleka | Poland | EU | hard coal | Energa | 1972 |  |  | no | no | conventional | open | operational | 200
PL-140-7 | PL-140 | Ostroleka B B3 | Ostroleka | Poland | EU | hard coal | Energa | 1972 |  |  | no | no | conventional | open | operational | 226
PL-155-1 | PL-155 | Polaniec B1 | Polaniec | Poland | EU | hard coal | ENEA | 1979 |  |  | no | no | conventional | open | operational | 225
PL-155-2 | PL-155 | Polaniec B2 | Polaniec | Poland | EU | hard coal | ENEA | 1980 |  |  | no | no | conventional | open | operational | 242
PL-155-3 | PL-155 | Polaniec B3 | Polaniec | Poland | EU | hard coal | ENEA | 1980 |  |  | no | no | conventional | open | operational | 242
PL-155-4 | PL-155 | Polaniec B4 | Polaniec | Poland | EU | hard coal | ENEA | 1981 |  |  | no | no | conventional | open | operational | 242
PL-155-5 | PL-155 | Polaniec B5 | Polaniec | Poland | EU | hard coal | ENEA | 1982 |  |  | no | no | conventional | open | operational | 242
PL-155-6 | PL-155 | Polaniec B6 | Polaniec | Poland | EU | hard coal | ENEA | 1982 |  |  | no | no | conventional | open | operational | 242
PL-155-7 | PL-155 | Polaniec B7 | Polaniec | Poland | EU | hard coal | ENEA | 1983 |  |  | no | no | conventional | open | operational | 239
PL-155-8 | PL-155 | Polaniec B8 | Polaniec | Poland | EU | hard coal | ENEA | 1983 | 2011 |  | no | no | conventional | retired or fuel switch | retired | 225
PL-158-1 | PL-158 | Poznan Garbary 1 | Poznan Garbary | Poland | EU | hard coal | Veolia | 1929 | 2015 |  | no | no | CHP | retired or fuel switch | retired | 6.8
PL-158-2 | PL-158 | Poznan Garbary 2 | Poznan Garbary | Poland | EU | hard coal | Veolia | 1942 | 2015 |  | no | no | CHP | retired or fuel switch | retired | 13
PL-159-1 | PL-159 | Poznan - Karolin BC 50 (1) | Poznan-Karolin | Poland | EU | hard coal | Veolia | 1985 |  |  | no | no | CHP | open | operational | 55
PL-159-2 | PL-159 | Poznan - Karolin BC 100 (2) | Poznan-Karolin | Poland | EU | hard coal | Veolia | 1991 |  |  | no | no | CHP | open | operational | 100
PL-159-3 | PL-159 | Poznan - Karolin BC 50 (3) | Poznan-Karolin | Poland | EU | hard coal | Veolia | 1998 |  |  | no | no | CHP | open | operational | 130
PL-176-1 | PL-176 | Halemba 1 | Halemba | Poland | EU | hard coal | Tauron | 1960 | 2012 |  | no | no | CHP | retired or fuel switch | retired | 200
PL-178-1 | PL-178 | Rybnik B1 | Rybnik | Poland | EU | hard coal | PGE | 1972 | 2021 | 2020-08-16 | yes | no | conventional | open | operational | 225
PL-178-2 | PL-178 | Rybnik B2 | Rybnik | Poland | EU | hard coal | PGE | 1972 | 2021 | 2020-08-16 | yes | no | conventional | open | operational | 225
PL-178-3 | PL-178 | Rybnik B3 | Rybnik | Poland | EU | hard coal | PGE | 1973 | 2022 | 2020-08-16 | yes | no | conventional | open | operational | 225
PL-178-4 | PL-178 | Rybnik B4 | Rybnik | Poland | EU | hard coal | PGE | 1974 | 2022 | 2020-08-16 | yes | no | conventional | open | operational | 225
PL-178-5 | PL-178 | Rybnik B5 | Rybnik | Poland | EU | hard coal | PGE | 1978 |  |  | no | no | conventional | open | operational | 215
PL-178-6 | PL-178 | Rybnik B6 | Rybnik | Poland | EU | hard coal | PGE | 1978 |  |  | no | no | conventional | open | operational | 215
PL-178-7 | PL-178 | Rybnik B7 | Rybnik | Poland | EU | hard coal | PGE | 1978 |  |  | no | no | conventional | open | operational | 220
PL-178-8 | PL-178 | Rybnik B8 | Rybnik | Poland | EU | hard coal | PGE | 1978 |  |  | no | no | conventional | open | operational | 225
PL-180-1 | PL-180 | Czechnica 1 | Czechnica | Poland | EU | hard coal | PGE | 1979 | 2023 |  | yes | no | CHP | open | operational | 50
PL-180-2 | PL-180 | Czechnica 2 | Czechnica | Poland | EU | hard coal | PGE | 1979 | 2023 |  | yes | no | CHP | open | operational | 50
PL-180-3 | PL-180 | Czechnica 3 | Czechnica | Poland | EU | hard coal | PGE | 1955 | 2023 |  | yes | no | CHP | open | operational | 32
PL-182-1 | PL-182 | Skawina B1 | Skawina | Poland | EU | hard coal | CEZ | 1961 | 2007 |  | no | no | CHP | retired or fuel switch | retired | 50
PL-182-2 | PL-182 | Skawina B2 | Skawina | Poland | EU | hard coal | CEZ | 1961 | 2007 |  | no | no | CHP | retired or fuel switch | retired | 50
PL-182-3 | PL-182 | Skawina B3 | Skawina | Poland | EU | hard coal | CEZ | 1961 |  |  | no | no | CHP | open | operational | 110
PL-182-4 | PL-182 | Skawina B4 | Skawina | Poland | EU | hard coal | CEZ | 1961 |  |  | no | no | CHP | open | operational | 110
PL-182-5 | PL-182 | Skawina B5 | Skawina | Poland | EU | hard coal | CEZ | 1961 |  |  | no | no | CHP | open | operational | 110
PL-182-6 | PL-182 | Skawina B6 | Skawina | Poland | EU | hard coal | CEZ | 1961 | 2020 | 2020-05-28 | no | no | CHP | retired or fuel switch | retired | 110
PL-187-5 | PL-187 | Stalowa Wola B7 | Stalowa Wola | Poland | EU | hard coal | Tauron | 1958 | 2020 |  | yes | no | CHP | open | operational | 125
PL-187-6 | PL-187 | Stalowa Wola B8 | Stalowa Wola | Poland | EU | hard coal | Tauron | 1965 | 2020 |  | yes | no | CHP | open | standby | 125
PL-198-1 | PL-198 | Pomorzany A | Pomorzany | Poland | EU | hard coal | PGE | 1959 |  |  | no | no | CHP | open | operational | 67
PL-198-2 | PL-198 | Pomorzany B | Pomorzany | Poland | EU | hard coal | PGE | 1959 |  |  | no | no | CHP | open | operational | 67
PL-200-1 | PL-200 | Szczecin 1 | Szczecin | Poland | EU | hard coal | PGE | 1957 |  |  | no | no | CHP | open | operational | 68.5
PL-211-1 | PL-211 | Siersza B1 | Siersza | Poland | EU | hard coal | Tauron | 2002 |  |  | no | no | conventional | open | operational | 153
PL-211-2 | PL-211 | Siersza B2 | Siersza | Poland | EU | hard coal | Tauron | 2002 |  |  | no | no | conventional | open | operational | 153
PL-211-5 | PL-211 | Siersza B3 | Siersza | Poland | EU | hard coal | Tauron | 1969 | 2020 |  | yes | no | conventional | open | standby | 123
PL-211-6 | PL-211 | Siersza B4 | Siersza | Poland | EU | hard coal | Tauron | 1969 | 2009 |  | no | no | conventional | retired or fuel switch | retired | 120
PL-211-7 | PL-211 | Siersza B5 | Siersza | Poland | EU | hard coal | Tauron | 1969 | 2016 |  | no | no | conventional | retired or fuel switch | retired | 120
PL-211-8 | PL-211 | Siersza B6 | Siersza | Poland | EU | hard coal | Tauron | 1970 | 2020 |  | yes | no | conventional | open | standby | 128
PL-214-1 | PL-214 | Adamow B1 | Adamow | Poland | EU | lignite | ZEPAK | 1964 | 2017 |  | no | no | conventional | retired or fuel switch | retired | 120
PL-214-2 | PL-214 | Adamow B2 | Adamow | Poland | EU | lignite | ZEPAK | 1964 | 2017 |  | no | no | conventional | retired or fuel switch | retired | 120
PL-214-3 | PL-214 | Adamow B3 | Adamow | Poland | EU | lignite | ZEPAK | 1964 | 2017 |  | no | no | conventional | retired or fuel switch | retired | 120
PL-214-4 | PL-214 | Adamow B4 | Adamow | Poland | EU | lignite | ZEPAK | 1964 | 2017 |  | no | no | conventional | retired or fuel switch | retired | 120
PL-214-5 | PL-214 | Adamow B5 | Adamow | Poland | EU | lignite | ZEPAK | 1966 | 2017 |  | no | no | conventional | retired or fuel switch | retired | 120
PL-216-1 | PL-216 | Tychy 1 | Tychy | Poland | EU | hard coal | Tauron | 2003 |  |  | no | no | CHP | open | operational | 40
PL-216-2 | PL-216 | Tychy 2 | Tychy | Poland | EU | hard coal | Tauron | 2003 |  |  | no | no | CHP | open | operational | 65
PL-216-3 | PL-216 | Tychy 3 | Tychy | Poland | EU | hard coal | Tauron | 2016 |  |  | no | no | CHP | open | operational | 50
PL-221-7 | PL-221 | Siekierki WSIB 07 | Siekierki | Poland | EU | hard coal | PGNiG | 1961 |  |  | no | no | CHP | open | operational | 102
PL-221-8 | PL-221 | Siekierki WSIB 08 | Siekierki | Poland | EU | hard coal | PGNiG | 1975 |  |  | no | no | CHP | open | operational | 120
PL-221-9 | PL-221 | Siekierki WSIB 09 | Siekierki | Poland | EU | hard coal | PGNiG | 1975 |  |  | no | no | CHP | open | operational | 102
PL-221-10 | PL-221 | Siekierki WSIB 10 | Siekierki | Poland | EU | hard coal | PGNiG | 1975 |  |  | no | no | CHP | open | operational | 102
PL-221-11 | PL-221 | Siekierki WSIK | Siekierki | Poland | EU | hard coal | PGNiG | 1975 |  |  | no | no | CHP | open | operational | 165
PL-223-9 | PL-223 | Zeran B1 | Zeran | Poland | EU | hard coal | PGNiG | 1954 | 8888 |  | yes | no | CHP | open | operational | 386
PL-234-1 | PL-234 | Wroclaw BC1 | Wroclaw | Poland | EU | hard coal | PGE | 1970 |  |  | no | no | CHP | open | operational | 55
PL-234-2 | PL-234 | Wroclaw BC2 | Wroclaw | Poland | EU | hard coal | PGE | 1980 |  |  | no | no | CHP | open | operational | 104
PL-234-3 | PL-234 | Wroclaw BC3 | Wroclaw | Poland | EU | hard coal | PGE | 1985 |  |  | no | no | CHP | open | operational | 104
PL-237-1 | PL-237 | Zabrze 1 | Zabrze | Poland | EU | hard coal | Fortum | 1976 |  |  | no | no | CHP | open | operational | 74
PL-245-1 | PL-245 | Zgierz | Zgierz | Poland | EU | lignite | PGE | 1967 | 2015 |  | no | no | CHP | retired or fuel switch | retired | 16.7
PL-249-1 | PL-249 | Zofiowka 1 | Zofiowka | Poland | EU | hard coal | Jastrzbska Spółka Wglowa | 1974 | 2012 |  | no | no | CHP | retired or fuel switch | no longer coal | 32
PL-249-2 | PL-249 | Zofiowka 2 | Zofiowka | Poland | EU | hard coal | Jastrzbska Spółka Wglowa | 1974 | 2012 |  | no | no | CHP | retired or fuel switch | no longer coal | 32
PL-251-1 | PL-251 | Zofiowka Moszczenica | Zofiowka Moszczenica | Poland | EU | hard coal | Spolka Energetyczna Jastrzebie | 1966 |  |  | no | no | CHP | open | operational | 40.6
PL-252-1 | PL-252 | Patnow II | Patnow II | Poland | EU | lignite | ZEPAK | 2008 | 2029 | 2020-10-01 | yes | no | conventional | open | operational | 474
PL-254-1 | PL-254 | Zabrze II 1 | Zabrze II | Poland | EU | hard coal | Fortum | 2018 |  |  | no | no | CHP | open | operational | 220
PL-255-1 | PL-255 | Ostroleka C | Ostroleka C | Poland | EU | hard coal | ENERGA, Enea | 2020 | 2020 | 2020-06-02 | no | no | conventional | retired or fuel switch | no longer coal | 1000
PL-256-1 | PL-256 | Pulawy | Pulawy | Poland | EU | hard coal | Grupa Azoty | 2022 |  |  | no | no | industrial | Construction | construction | 108.6957
PT-3-1 | PT-3 | Pego 1 | Pego | Portugal | EU | hard coal | Engie, Marubeni, Endesa | 1992 | 2021 | 2019-10-26 | yes | no | conventional | open | operational | 341.3043
PT-3-2 | PT-3 | Pego 2 | Pego | Portugal | EU | hard coal | Engie, Marubeni, Endesa | 1995 | 2021 | 2019-10-26 | yes | no | conventional | open | operational | 341.3043
PT-4-1 | PT-4 | Sines 1 | Sines | Portugal | EU | hard coal | EDP | 1985 | 2023 | 2019-10-26 | yes | no | conventional | open | operational | 323.913
PT-4-2 | PT-4 | Sines 2 | Sines | Portugal | EU | hard coal | EDP | 1985 | 2023 | 2019-10-26 | yes | no | conventional | open | operational | 323.913
PT-4-3 | PT-4 | Sines 3 | Sines | Portugal | EU | hard coal | EDP | 1987 | 2023 | 2019-10-26 | yes | no | conventional | open | operational | 323.913
PT-4-5 | PT-4 | Sines 4 | Sines | Portugal | EU | hard coal | EDP | 1987 | 2023 | 2019-10-26 | yes | no | conventional | open | operational | 323.913
RO-1-1 | RO-1 | Arad 1 | Arad | Romania | EU | lignite | City of Arad | 1981 | 2015 |  | no | no | CHP | retired or fuel switch | retired | 50
RO-1-2 | RO-1 | Arad 2 | Arad | Romania | EU | lignite | City of Arad | 1994 | 2015 |  | no | no | CHP | retired or fuel switch | no longer coal | 50
RO-2-1 | RO-2 | Bacau 1 | Bacau | Romania | EU | lignite | City of Bacau | 1998 | 2019 | 2019-12-31 | no | no | CHP | retired or fuel switch | retired | 60
RO-4-1 | RO-4 | Brasov 1 | Brasov | Romania | EU | lignite | CET Brasov | 1990 | 2015 |  | no | no | CHP | retired or fuel switch | retired | 65
RO-4-2 | RO-4 | Brasov 2 | Brasov | Romania | EU | lignite | CET Brasov | 1995 | 2015 |  | no | no | CHP | retired or fuel switch | retired | 65
RO-5-1 | RO-5 | Craiova II 1 | Craiova II | Romania | EU | lignite | CE Oltenia SA | 1987 |  |  | no | no | CHP | open | operational | 150
RO-5-2 | RO-5 | Craiova II 2 | Craiova II | Romania | EU | lignite | CE Oltenia SA | 1988 |  |  | no | no | CHP | open | operational | 150
RO-6-7 | RO-6 | Doicesti 7 | Doicesti | Romania | EU | lignite | European Communications SRO | 1979 | 2015 |  | no | no | conventional | retired or fuel switch | retired | 200
RO-6-8 | RO-6 | Doicesti 8 | Doicesti | Romania | EU | lignite | European Communications SRO | 1983 | 2015 |  | no | no | conventional | retired or fuel switch | retired | 200
RO-8-1 | RO-8 | Drobeta 1 | Drobeta | Romania | EU | lignite | R.A. Activitati Nucleare (RAAN) | 1986 | 2019 | 2019-12-31 | no | no | CHP | retired or fuel switch | retired | 60
RO-8-2 | RO-8 | Drobeta 2 | Drobeta | Romania | EU | lignite | R.A. Activitati Nucleare (RAAN) | 1987 | 2008 |  | no | no | CHP | retired or fuel switch | retired | 50
RO-8-3 | RO-8 | Drobeta 3 | Drobeta | Romania | EU | lignite | R.A. Activitati Nucleare (RAAN) | 1988 | 2008 |  | no | no | CHP | retired or fuel switch | retired | 50
RO-8-4 | RO-8 | Drobeta 4 | Drobeta | Romania | EU | lignite | R.A. Activitati Nucleare (RAAN) | 1986 | 2019 | 2019-12-31 | no | no | CHP | retired or fuel switch | retired | 60
RO-8-5 | RO-8 | Drobeta 5 | Drobeta | Romania | EU | lignite | R.A. Activitati Nucleare (RAAN) | 1986 | 2019 | 2019-12-31 | no | no | CHP | retired or fuel switch | retired | 60
RO-8-6 | RO-8 | Drobeta 6 | Drobeta | Romania | EU | lignite | R.A. Activitati Nucleare (RAAN) | 1988 | 2019 | 2019-12-31 | no | no | CHP | retired or fuel switch | retired | 60
RO-10-1 | RO-10 | Iasi II IASC | Iasi II | Romania | EU | hard coal | Veolia | 1986 |  |  | no | no | CHP | open | operational | 60
RO-10-2 | RO-10 | Iasi II 2 | Iasi II | Romania | EU | hard coal | Veolia | 1987 | 2010 |  | no | no | heat | retired or fuel switch | retired | 50
RO-11-7 | RO-11 | Isalnita 7 | Isalnita | Romania | EU | lignite | CE Oltenia SA | 1987 |  |  | no | no | conventional | open | operational | 315
RO-11-8 | RO-11 | Isalnita 8 | Isalnita | Romania | EU | lignite | CE Oltenia SA | 1988 |  |  | no | no | conventional | open | operational | 315
RO-12-1 | RO-12 | Mintia 1 | Mintia | Romania | EU | hard coal | CE Hunedoara SA | 1969 | 2012 |  | no | no | CHP | retired or fuel switch | retired | 210
RO-12-2 | RO-12 | Mintia 2 | Mintia | Romania | EU | hard coal | CE Hunedoara SA | 1975 |  |  | no | no | CHP | open | operational | 210
RO-12-3 | RO-12 | Mintia 3 | Mintia | Romania | EU | hard coal | CE Hunedoara SA | 1976 |  |  | no | no | CHP | open | operational | 235
RO-12-4 | RO-12 | Mintia 4 | Mintia | Romania | EU | hard coal | CE Hunedoara SA | 1977 |  |  | no | no | CHP | open | standby | 210
RO-12-5 | RO-12 | Mintia 5 | Mintia | Romania | EU | hard coal | CE Hunedoara SA | 1978 |  |  | no | no | CHP | open | operational | 210
RO-12-6 | RO-12 | Mintia 6 | Mintia | Romania | EU | hard coal | CE Hunedoara SA | 1978 |  |  | no | no | CHP | open | standby | 210
RO-13-4 | RO-13 | Oradea II 2 | Oradea II | Romania | EU | lignite | City of Oradea | 1967 | 2013 |  | no | no | conventional | retired or fuel switch | no longer coal | 25
RO-14-1 | RO-14 | Govora 5 | Govora | Romania | EU | lignite | Valcea County Council | 1986 | 2008 |  | no | no | CHP | retired or fuel switch | retired | 50
RO-14-2 | RO-14 | Govora 6 | Govora | Romania | EU | lignite | Valcea County Council | 1987 | 2008 |  | no | no | CHP | retired or fuel switch | retired | 50
RO-14-3 | RO-14 | Govora 3 | Govora | Romania | EU | lignite | Valcea County Council | 1986 |  |  | no | no | heat | open | operational | 50
RO-14-4 | RO-14 | Govora 4 | Govora | Romania | EU | lignite | Valcea County Council | 1987 |  |  | no | no | heat | open | operational | 50
RO-15-3 | RO-15 | Rovinari 3 | Rovinari | Romania | EU | lignite | CE Oltenia SA | 1976 |  |  | no | no | conventional | open | operational | 330
RO-15-4 | RO-15 | Rovinari 4 | Rovinari | Romania | EU | lignite | CE Oltenia SA | 1976 |  |  | no | no | conventional | open | operational | 330
RO-15-5 | RO-15 | Rovinari 5 | Rovinari | Romania | EU | lignite | CE Oltenia SA | 1977 |  |  | no | no | conventional | open | deactivated | 330
RO-15-6 | RO-15 | Rovinari 6 | Rovinari | Romania | EU | lignite | CE Oltenia SA | 1979 |  |  | no | no | conventional | open | operational | 330
RO-16-1 | RO-16 | Suceava CET 1 | Suceava CET | Romania | EU | lignite | Suceava Local Council | 1987 | 2015 |  | no | no | CHP | retired or fuel switch | retired | 50
RO-16-2 | RO-16 | Suceava CET 2 | Suceava CET | Romania | EU | lignite | Suceava Local Council | 1988 | 2015 |  | no | no | CHP | retired or fuel switch | retired | 50
RO-17-1 | RO-17 | Turceni 1 | Turceni | Romania | EU | lignite | CE Oltenia SA | 1976 | 2019 | 2019-12-31 | no | no | conventional | retired or fuel switch | retired | 330
RO-17-2 | RO-17 | Turceni 2 | Turceni | Romania | EU | lignite | CE Oltenia SA | 1978 | 2019 | 2019-12-31 | no | no | conventional | retired or fuel switch | retired | 330
RO-17-3 | RO-17 | Turceni 3 | Turceni | Romania | EU | lignite | CE Oltenia SA | 1989 |  |  | no | no | conventional | open | operational | 330
RO-17-4 | RO-17 | Turceni 4 | Turceni | Romania | EU | lignite | CE Oltenia SA | 1981 |  |  | no | no | conventional | open | operational | 330
RO-17-5 | RO-17 | Turceni 5 | Turceni | Romania | EU | lignite | CE Oltenia SA | 1983 |  |  | no | no | conventional | open | operational | 330
RO-17-6 | RO-17 | Turceni 6 | Turceni | Romania | EU | lignite | CE Oltenia SA | 1985 | 2006 |  | no | no | conventional | retired or fuel switch | retired | 330
RO-17-7 | RO-17 | Turceni 7 | Turceni | Romania | EU | lignite | CE Oltenia SA | 1987 |  |  | no | no | conventional | open | operational | 330
RO-18-4 | RO-18 | Paroseni | Paroseni | Romania | EU | hard coal | CE Hunedoara SA | 1964 |  |  | no | no | CHP | open | operational | 150
RO-19-1 | RO-19 | Zalau 1 | Zalau | Romania | EU | lignite | Zalau City | 1982 | 2015 |  | no | no | CHP | retired or fuel switch | retired | 12
RO-19-2 | RO-19 | Zalau 2 | Zalau | Romania | EU | lignite | Zalau City | 1982 | 2015 |  | no | no | CHP | retired or fuel switch | retired | 12
RS-1-1 | RS-1 | Kolubara A1 | Kolubara A | Serbia | Western Balkans | lignite | EPS- Elektroprivreda Srbije | 1956 |  |  | no | no | conventional | open | operational | 32
RS-1-2 | RS-1 | Kolubara A2 | Kolubara A | Serbia | Western Balkans | lignite | EPS- Elektroprivreda Srbije | 1957 |  |  | no | no | conventional | open | operational | 32
RS-1-3 | RS-1 | Kolubara A3 | Kolubara A | Serbia | Western Balkans | lignite | EPS- Elektroprivreda Srbije | 1961 |  |  | no | no | conventional | open | operational | 65
RS-1-4 | RS-1 | Kolubara A4 | Kolubara A | Serbia | Western Balkans | lignite | EPS- Elektroprivreda Srbije | 1961 | 2009 |  | no | no | conventional | retired or fuel switch | retired | 32
RS-1-5 | RS-1 | Kolubara A5 | Kolubara A | Serbia | Western Balkans | lignite | EPS- Elektroprivreda Srbije | 1979 |  |  | no | no | conventional | open | operational | 110
RS-2-1 | RS-2 | Kostolac A1 | Kostolac A | Serbia | Western Balkans | lignite | EPS- Elektroprivreda Srbije | 1967 |  |  | no | no | conventional | open | operational | 100
RS-2-2 | RS-2 | Kostolac A2 | Kostolac A | Serbia | Western Balkans | lignite | EPS- Elektroprivreda Srbije | 1980 |  |  | no | no | conventional | open | operational | 210
RS-3-1 | RS-3 | Kostolac B1 | Kostolac B | Serbia | Western Balkans | lignite | EPS- Elektroprivreda Srbije | 1987 |  |  | no | no | conventional | open | operational | 348.5
RS-3-2 | RS-3 | Kostolac B2 | Kostolac B | Serbia | Western Balkans | lignite | EPS- Elektroprivreda Srbije | 1991 |  |  | no | no | conventional | open | operational | 348.5
RS-3-3 | RS-3 | Kostolac B3 | Kostolac B | Serbia | Western Balkans | lignite | EPS- Elektroprivreda Srbije | 2025 |  |  | no | no | conventional | Construction | construction | 380.4348
RS-4-1 | RS-4 | Morava | Morava | Serbia | Western Balkans | lignite | EPS- Elektroprivreda Srbije | 1969 |  |  | no | no | conventional | open | operational | 120
RS-5-1 | RS-5 | Nikola Tesla A1 | Nikola Tesla A | Serbia | Western Balkans | lignite | EPS- Elektroprivreda Srbije | 1970 |  |  | no | no | conventional | open | operational | 210
RS-5-2 | RS-5 | Nikola Tesla A2 | Nikola Tesla A | Serbia | Western Balkans | lignite | EPS- Elektroprivreda Srbije | 1970 |  |  | no | no | conventional | open | operational | 210
RS-5-3 | RS-5 | Nikola Tesla A3 | Nikola Tesla A | Serbia | Western Balkans | lignite | EPS- Elektroprivreda Srbije | 1976 |  |  | no | no | conventional | open | operational | 329
RS-5-4 | RS-5 | Nikola Tesla A4 | Nikola Tesla A | Serbia | Western Balkans | lignite | EPS- Elektroprivreda Srbije | 1978 |  |  | no | no | conventional | open | operational | 308.5
RS-5-5 | RS-5 | Nikola Tesla A5 | Nikola Tesla A | Serbia | Western Balkans | lignite | EPS- Elektroprivreda Srbije | 1979 |  |  | no | no | conventional | open | operational | 340
RS-5-6 | RS-5 | Nikola Tesla A6 | Nikola Tesla A | Serbia | Western Balkans | lignite | EPS- Elektroprivreda Srbije | 1979 |  |  | no | no | conventional | open | operational | 347.5
RS-6-1 | RS-6 | Nikola Tesla B1 | Nikola Tesla B | Serbia | Western Balkans | lignite | EPS- Elektroprivreda Srbije | 1983 |  |  | no | no | conventional | open | operational | 620
RS-6-2 | RS-6 | Nikola Tesla B2 | Nikola Tesla B | Serbia | Western Balkans | lignite | EPS- Elektroprivreda Srbije | 1985 |  |  | no | no | conventional | open | operational | 670
SE-11-1 | SE-11 | Vaertaverket II 1 | Vaerta | Sweden | EU | hard coal | Fortum | 1990 | 2020 | 2017-02-21 | no | no | CHP | retired or fuel switch | retired | 141.3043
SI-3-1 | SI-3 | Te-Tol 1 | Te-Tol | Slovenia | EU | hard coal | Termoelektrarna Toplarna | 1966 | 2021 |  | yes | no | CHP | open | operational | 42
SI-3-2 | SI-3 | Te-Tol 2 | Te-Tol | Slovenia | EU | lignite | Termoelektrarna Toplarna | 1967 | 2021 |  | yes | no | CHP | open | operational | 32
SI-3-3 | SI-3 | Te-Tol 3 | Te-Tol | Slovenia | EU | lignite | Termoelektrarna Toplarna | 1984 |  |  | no | no | CHP | open | operational | 50
SI-4-1 | SI-4 | Sostanj 1 | Sostanj | Slovenia | EU | lignite | HSE | 1956 | 2010 |  | no | no | conventional | retired or fuel switch | retired | 30
SI-4-2 | SI-4 | Sostanj 2 | Sostanj | Slovenia | EU | lignite | HSE | 1956 | 2008 |  | no | no | conventional | retired or fuel switch | retired | 30
SI-4-3 | SI-4 | Sostanj 3 | Sostanj | Slovenia | EU | lignite | HSE | 1960 | 2014 |  | no | no | conventional | retired or fuel switch | retired | 75
SI-4-4 | SI-4 | Sostanj 4 | Sostanj | Slovenia | EU | lignite | HSE | 1972 | 2018 |  | no | no | conventional | retired or fuel switch | retired | 275
SI-4-5 | SI-4 | Sostanj 5 | Sostanj | Slovenia | EU | lignite | HSE | 1977 |  |  | no | no | CHP | open | operational | 345
SI-4-6 | SI-4 | Sostanj 6 | Sostanj | Slovenia | EU | lignite | HSE | 2015 |  |  | no | no | CHP | open | operational | 600
SI-5-1 | SI-5 | Trbovlje 1 | Trbovlje | Slovenia | EU | lignite | HSE | 1966 | 2013 |  | no | no | conventional | retired or fuel switch | retired | 12.5
SI-5-2 | SI-5 | Trbovlje 2 | Trbovlje | Slovenia | EU | lignite | HSE | 1966 | 2013 |  | no | no | conventional | retired or fuel switch | retired | 20
SI-5-3 | SI-5 | Trbovlje 3 | Trbovlje | Slovenia | EU | lignite | HSE | 1968 | 2013 |  | no | no | conventional | retired or fuel switch | retired | 24
SI-5-4 | SI-5 | Trbovlje 4 | Trbovlje | Slovenia | EU | lignite | HSE | 1968 | 2018 |  | no | no | conventional | retired or fuel switch | retired | 125
SK-4-1 | SK-4 | Teko 1 | Teko | Slovakia | EU | hard coal | Teko | 1967 | 2019 |  | no | 2023 | CHP | retired or fuel switch | retired | 55
SK-4-2 | SK-4 | Teko 2 | Teko | Slovakia | EU | hard coal | Teko | 1967 |  |  | no | 2023 | CHP | open | operational | 66
SK-13-1 | SK-13 | Vojany EVO I 1 | Vojany I | Slovakia | EU | hard coal | EPH, Enel | 1965 | 2010 |  | no | no | conventional | retired or fuel switch | retired | 110
SK-13-2 | SK-13 | Vojany EVO I 2 | Vojany I | Slovakia | EU | hard coal | EPH, Enel | 1965 | 2010 |  | no | no | conventional | retired or fuel switch | retired | 110
SK-13-3 | SK-13 | Vojany EVO I 3 | Vojany I | Slovakia | EU | hard coal | EPH, Enel | 1966 | 2008 |  | no | no | conventional | retired or fuel switch | retired | 110
SK-13-4 | SK-13 | Vojany EVO I 4 | Vojany I | Slovakia | EU | hard coal | EPH, Enel | 1966 | 2008 |  | no | no | conventional | retired or fuel switch | retired | 110
SK-13-5 | SK-13 | Vojany EVO I 5 | Vojany I | Slovakia | EU | hard coal | EPH, Enel | 1966 |  |  | no | 2023 | CHP | open | operational | 110
SK-13-6 | SK-13 | Vojany EVO I 6 | Vojany I | Slovakia | EU | hard coal | EPH, Enel | 1966 |  |  | no | 2023 | CHP | open | operational | 110
SK-14-3 | SK-14 | Novaky ENO A 1 (TG 3) | Novaky | Slovakia | EU | lignite | EPH, Enel | 1957 | 2013 |  | no | no | CHP | retired or fuel switch | retired | 32
SK-14-5 | SK-14 | Novaky ENO A 2 (TG 11) | Novaky | Slovakia | EU | lignite | EPH, Enel | 1996 |  |  | no | 2023 | CHP | open | operational | 28
SK-14-6 | SK-14 | Novaky ENO A 3 (TG 12) | Novaky | Slovakia | EU | lignite | EPH, Enel | 2003 |  |  | no | 2023 | CHP | open | operational | 18
SK-14-7 | SK-14 | Novaky ENO B 1 | Novaky | Slovakia | EU | lignite | EPH, Enel | 1964 |  |  | no | 2023 | CHP | open | operational | 110
SK-14-8 | SK-14 | Novaky ENO B 2 | Novaky | Slovakia | EU | lignite | EPH, Enel | 1964 |  |  | no | 2023 | CHP | open | operational | 110
SK-14-9 | SK-14 | Novaky ENO B 3 | Novaky | Slovakia | EU | lignite | EPH, Enel | 1976 | 2015 |  | no | no | CHP | retired or fuel switch | retired | 110
SK-14-10 | SK-14 | Novaky ENO B 4 | Novaky | Slovakia | EU | lignite | EPH, Enel | 1976 | 2015 |  | no | no | CHP | retired or fuel switch | retired | 110
SK-17-2 | SK-17 | Zvolenska B | Zvolenska | Slovakia | EU | lignite | Zvolenska Teplarenska | 1986 | 8888 | 2020-06-01 | yes | 2023 | CHP | open | standby | 19
SK-17-6 | SK-17 | Zvolenska A | Zvolenska | Slovakia | EU | lignite | Zvolenska Teplarenska | 1992 | 8888 | 2020-06-01 | yes | 2023 | CHP | open | operational | 25
SK-18-1 | SK-18 | Martinska 1 (TG 2) | Martinska | Slovakia | EU | lignite | Martinska | 1962 | 2020 |  | yes | 2023 | CHP | open | operational | 10
SK-18-2 | SK-18 | Martinska 2 (TG 3) | Martinska | Slovakia | EU | lignite | Martinska | 1962 | 2020 |  | yes | 2023 | CHP | open | operational | 32
TR-1-1 | TR-1 | Silopi 1 | Silopi | Turkey | Turkey | lignite | Park/Ciner | 2009 |  |  | no | no | conventional | open | operational | 137.7
TR-1-2 | TR-1 | Silopi 2 | Silopi | Turkey | Turkey | lignite | Park/Ciner | 2015 |  |  | no | no | conventional | open | operational | 137.7
TR-1-3 | TR-1 | Silopi 3 | Silopi | Turkey | Turkey | lignite | Park/Ciner | 2015 |  |  | no | no | conventional | open | operational | 137.7
TR-2-1 | TR-2 | Atlas 1 | Atlas | Turkey | Turkey | hard coal | Diler Holding | 2014 |  |  | no | no | conventional | open | operational | 652.1739
TR-2-2 | TR-2 | Atlas 2 | Atlas | Turkey | Turkey | hard coal | Diler Holding | 2014 |  |  | no | no | conventional | open | operational | 652.1739
TR-3-1 | TR-3 | Colakoglu 1 | Colakoglu | Turkey | Turkey | hard coal | Çolakoğlu | 2003 |  |  | no | no | CHP | open | operational | 206.5217
TR-4-1 | TR-4 | ICDAS Bekirli 1 | ICDAS Bekirli | Turkey | Turkey | hard coal | Içdaş | 2011 |  |  | no | no | conventional | open | operational | 608
TR-4-2 | TR-4 | ICDAS Bekirli 2 | ICDAS Bekirli | Turkey | Turkey | hard coal | Içdaş | 2014 |  |  | no | no | conventional | open | operational | 608
TR-5-1 | TR-5 | Isken Sugozu 1 | Isken Sugozu | Turkey | Turkey | hard coal | STEAG | 2003 |  |  | no | no | conventional | open | operational | 660
TR-5-2 | TR-5 | Isken Sugozu 2 | Isken Sugozu | Turkey | Turkey | hard coal | STEAG | 2003 |  |  | no | no | conventional | open | operational | 660
TR-6-1 | TR-6 | Izdemir Enerji 1 | Izdemir Enerji | Turkey | Turkey | hard coal | İzmir Demir Çelik Sanayi A.Ş | 2014 |  |  | no | no | conventional | open | operational | 380.4348
TR-7-1 | TR-7 | Zonguldak Eren I 1 | Zonguldak Eren I | Turkey | Turkey | hard coal | Eren | 2010 |  |  | no | no | conventional | open | operational | 173.913
TR-8-1 | TR-8 | ICDAS Celik 1 | ICDAS Celik | Turkey | Turkey | hard coal | Içdaş | 2005 |  |  | no | no | conventional | open | operational | 136.7
TR-8-2 | TR-8 | ICDAS Celik 2 | ICDAS Celik | Turkey | Turkey | hard coal | Içdaş | 2005 |  |  | no | no | conventional | open | operational | 136.7
TR-8-3 | TR-8 | ICDAS Celik 3 | ICDAS Celik | Turkey | Turkey | hard coal | Içdaş | 2005 |  |  | no | no | conventional | open | operational | 136.7
TR-9-1 | TR-9 | Afsin Elbistan A 1 | Afsin Elbistan A | Turkey | Turkey | lignite | EÜAŞ | 1984 |  |  | no | no | conventional | open | deactivated | 369.5652
TR-9-2 | TR-9 | Afsin Elbistan A 2 | Afsin Elbistan A | Turkey | Turkey | lignite | EÜAŞ | 1985 |  |  | no | no | conventional | open | deactivated | 369.5652
TR-9-3 | TR-9 | Afsin Elbistan A 3 | Afsin Elbistan A | Turkey | Turkey | lignite | EÜAŞ | 1986 |  |  | no | no | conventional | open | deactivated | 369.5652
TR-9-4 | TR-9 | Afsin Elbistan A 4 | Afsin Elbistan A | Turkey | Turkey | lignite | EÜAŞ | 1988 |  |  | no | no | conventional | open | deactivated | 364.1304
TR-10-1 | TR-10 | Afsin Elbistan B 1 | Afsin Elbistan B | Turkey | Turkey | lignite | EÜAŞ | 2006 |  |  | no | no | conventional | open | operational | 391.3043
TR-10-2 | TR-10 | Afsin Elbistan B 2 | Afsin Elbistan B | Turkey | Turkey | lignite | EÜAŞ | 2006 |  |  | no | no | conventional | open | retrofitting | 391.3043
TR-10-3 | TR-10 | Afsin Elbistan B 3 | Afsin Elbistan B | Turkey | Turkey | lignite | EÜAŞ | 2006 |  |  | no | no | conventional | open | retrofitting | 391.3043
TR-10-4 | TR-10 | Afsin Elbistan B 4 | Afsin Elbistan B | Turkey | Turkey | lignite | EÜAŞ | 2006 |  |  | no | no | conventional | open | operational | 391.3043
TR-11-1 | TR-11 | Bolu-Goynuk 1 | Bolu-Goynuk | Turkey | Turkey | lignite | Aksa (Kazanci Holding) | 2015 |  |  | no | no | conventional | open | operational | 137.5
TR-11-2 | TR-11 | Bolu-Goynuk 2 | Bolu-Goynuk | Turkey | Turkey | lignite | Aksa (Kazanci Holding) | 2015 |  |  | no | no | conventional | open | operational | 137.5
TR-12-1 | TR-12 | Can I Onsekizmart 1 | Can I Onsekizmart | Turkey | Turkey | lignite | EÜAŞ | 2003 |  |  | no | no | conventional | open | operational | 173.913
TR-12-2 | TR-12 | Can I Onsekizmart 2 | Can I Onsekizmart | Turkey | Turkey | lignite | EÜAŞ | 2003 |  |  | no | no | conventional | open | operational | 173.913
TR-13-1 | TR-13 | Catalagzi 1 | Catalagzi | Turkey | Turkey | hard coal | Bereket | 1989 |  |  | no | no | conventional | open | deactivated | 163.0435
TR-13-2 | TR-13 | Catalagzi 2 | Catalagzi | Turkey | Turkey | hard coal | Bereket | 1991 |  |  | no | no | conventional | open | deactivated | 163.0435
TR-14-1 | TR-14 | Cayirhan 1 | Cayirhan | Turkey | Turkey | lignite | Park/Ciner | 1987 |  |  | no | no | conventional | open | operational | 168.4783
TR-14-2 | TR-14 | Cayirhan 2 | Cayirhan | Turkey | Turkey | lignite | Park/Ciner | 1987 |  |  | no | no | conventional | open | operational | 168.4783
TR-14-3 | TR-14 | Cayirhan 3 | Cayirhan | Turkey | Turkey | lignite | Park/Ciner | 1987 |  |  | no | no | conventional | open | operational | 168.4783
TR-14-4 | TR-14 | Cayirhan 4 | Cayirhan | Turkey | Turkey | lignite | Park/Ciner | 1987 |  |  | no | no | conventional | open | operational | 168.4783
TR-15-1 | TR-15 | Kangal 1 | Kangal | Turkey | Turkey | lignite | Konya Şeker | 1989 |  |  | no | no | conventional | open | deactivated | 163.0435
TR-15-2 | TR-15 | Kangal 2 | Kangal | Turkey | Turkey | lignite | Konya Şeker | 1990 |  |  | no | no | conventional | open | deactivated | 163.0435
TR-15-3 | TR-15 | Kangal 3 | Kangal | Turkey | Turkey | lignite | Konya Şeker | 2000 |  |  | no | no | conventional | open | deactivated | 170.6522
TR-16-1 | TR-16 | Kemerkoy 1 | Kemerkoy | Turkey | Turkey | lignite | Içtaş & Limak | 1994 |  |  | no | no | conventional | open | operational | 228.2609
TR-16-2 | TR-16 | Kemerkoy 2 | Kemerkoy | Turkey | Turkey | lignite | Içtaş & Limak | 1994 |  |  | no | no | conventional | open | operational | 228.2609
TR-16-3 | TR-16 | Kemerkoy 3 | Kemerkoy | Turkey | Turkey | lignite | Içtaş & Limak | 1995 |  |  | no | no | conventional | open | operational | 228.2609
TR-17-1 | TR-17 | Orhaneli 1 | Orhaneli | Turkey | Turkey | lignite | Çelikler | 1992 |  |  | no | no | conventional | open | operational | 396.7391
TR-18-1 | TR-18 | Seyitomer 1 | Seyitomer | Turkey | Turkey | lignite | Çelikler | 1973 |  |  | no | no | conventional | open | deactivated | 163.0435
TR-18-2 | TR-18 | Seyitomer 2 | Seyitomer | Turkey | Turkey | lignite | Çelikler | 1973 |  |  | no | no | conventional | open | deactivated | 163.0435
TR-18-3 | TR-18 | Seyitomer 3 | Seyitomer | Turkey | Turkey | lignite | Çelikler | 1977 |  |  | no | no | conventional | open | deactivated | 163.0435
TR-18-4 | TR-18 | Seyitomer 4 | Seyitomer | Turkey | Turkey | lignite | Çelikler | 1989 |  |  | no | no | conventional | open | deactivated | 163.0435
TR-19-1 | TR-19 | Soma B 1 | Soma B | Turkey | Turkey | lignite | Konya Şeker | 1981 |  |  | no | no | conventional | open | operational | 179.3478
TR-19-2 | TR-19 | Soma B 2 | Soma B | Turkey | Turkey | lignite | Konya Şeker | 1982 |  |  | no | no | conventional | open | operational | 179.3478
TR-19-3 | TR-19 | Soma B 3 | Soma B | Turkey | Turkey | lignite | Konya Şeker | 1985 |  |  | no | no | conventional | open | operational | 179.3478
TR-19-4 | TR-19 | Soma B 4 | Soma B | Turkey | Turkey | lignite | Konya Şeker | 1985 |  |  | no | no | conventional | open | operational | 179.3478
TR-19-5 | TR-19 | Soma B 5 | Soma B | Turkey | Turkey | lignite | Konya Şeker | 1991 |  |  | no | no | conventional | open | operational | 179.3478
TR-19-6 | TR-19 | Soma B 6 | Soma B | Turkey | Turkey | lignite | Konya Şeker | 1992 |  |  | no | no | conventional | open | operational | 179.3478
TR-20-1 | TR-20 | Tufanbeyli 1 | Tufanbeyli | Turkey | Turkey | lignite | Sabancı, Uniper | 2016 |  |  | no | no | conventional | open | operational | 163.0435
TR-20-2 | TR-20 | Tufanbeyli 2 | Tufanbeyli | Turkey | Turkey | lignite | Sabancı, Uniper | 2016 |  |  | no | no | conventional | open | operational | 163.0435
TR-20-3 | TR-20 | Tufanbeyli 3 | Tufanbeyli | Turkey | Turkey | lignite | Sabancı, Uniper | 2016 |  |  | no | no | conventional | open | operational | 163.0435
TR-21-1 | TR-21 | Tuncbilek 3 | Tuncbilek | Turkey | Turkey | lignite | Çelikler | 1966 |  |  | no | no | conventional | open | deactivated | 70.6522
TR-21-2 | TR-21 | Tuncbilek 4 | Tuncbilek | Turkey | Turkey | lignite | Çelikler | 1977 |  |  | no | no | conventional | open | deactivated | 163.0435
TR-21-3 | TR-21 | Tuncbilek 5 | Tuncbilek | Turkey | Turkey | lignite | Çelikler | 1978 |  |  | no | no | conventional | open | deactivated | 163.0435
TR-22-1 | TR-22 | Yatagan 1 | Yatagan | Turkey | Turkey | lignite | Bereket | 1983 |  |  | no | no | conventional | open | operational | 228.2609
TR-22-2 | TR-22 | Yatagan 2 | Yatagan | Turkey | Turkey | lignite | Bereket | 1983 |  |  | no | no | conventional | open | operational | 228.2609
TR-22-3 | TR-22 | Yatagan 3 | Yatagan | Turkey | Turkey | lignite | Bereket | 1984 |  |  | no | no | conventional | open | operational | 228.2609
TR-23-1 | TR-23 | Yenikoy 1 | Yenikoy | Turkey | Turkey | lignite | Içtaş & Limak | 1986 |  |  | no | no | conventional | open | operational | 228.2609
TR-23-2 | TR-23 | Yenikoy 2 | Yenikoy | Turkey | Turkey | lignite | Içtaş & Limak | 1987 |  |  | no | no | conventional | open | operational | 228.2609
TR-24-1 | TR-24 | Yunus Emre 1 | Yunus Emre | Turkey | Turkey | lignite | Naksan | 2018 |  |  | no | no | conventional | open | operational | 157.6087
TR-24-2 | TR-24 | Yunus Emre 2 | Yunus Emre | Turkey | Turkey | lignite | Naksan | 2020 |  |  | no | no | conventional | open | operational | 157.6087
TR-25-1 | TR-25 | Can II 1 | Can II | Turkey | Turkey | Lignite | Odaş Enerji | 2018 |  |  | no | no | conventional | open | operational | 330
TR-26-1 | TR-26 | Cenal 1 | Cenal | Turkey | Turkey | Hard coal | Cengiz Holding A.Ş. and Alarko Holding A.Ş. (50-50 partnership) | 2017 |  |  | no | no | conventional | open | operational | 660
TR-26-2 | TR-26 | Cenal 2 | Cenal | Turkey | Turkey | Hard coal | Cengiz Holding A.Ş. and Alarko Holding A.Ş. (50-50 partnership) | 2017 |  |  | no | no | conventional | open | operational | 660
TR-27-1 | TR-27 | Zonguldak Eren II 1 | Zonguldak Eren II | Turkey | Turkey | hard coal | Eren | 2010 |  |  | no | no | conventional | open | operational | 668.4783
TR-27-2 | TR-27 | Zonguldak Eren II 2 | Zonguldak Eren II | Turkey | Turkey | hard coal | Eren | 2010 |  |  | no | no | conventional | open | operational | 668.4783
TR-28-1 | TR-28 | Zonguldak Eren III 1 | Zonguldak Eren III | Turkey | Turkey | hard coal | Eren | 2016 |  |  | no | no | conventional | open | operational | 760.8696
TR-28-2 | TR-28 | Zonguldak Eren III 2 | Zonguldak Eren III | Turkey | Turkey | Hard coal | Eren | 2016 |  |  | no | no | conventional | open | operational | 700
TR-29-1 | TR-29 | Soma Kolin Kayrakalti power station 1 | Soma Kolin | Turkey | Turkey | lignite | Kolin Group | 2019 |  |  | no | no | conventional | open | operational | 255
TR-29-2 | TR-29 | Soma Kolin Kayrakalti power station 2 | Soma Kolin | Turkey | Turkey | lignite | Kolin Group | 2019 |  |  | no | no | conventional | open | operational | 255
TR-30-1 | TR-30 | Hunutlu 1 | Hunutlu | Turkey | Turkey | hard coal | EMBA | 2022 |  |  | no | no | conventional | Construction | construction | 660
TR-30-2 | TR-30 | Hunutlu 2 | Hunutlu | Turkey | Turkey | hard coal | EMBA | 2022 |  |  | no | no | conventional | Construction | construction | 660
UK-2-1 | UK-2 | Lynemouth 1 | Lynemouth | United Kingdom | EU | hard coal | EPH | 1972 | 2015 |  | no | no | conventional | retired or fuel switch | no longer coal | 152.1739
UK-2-2 | UK-2 | Lynemouth 2 | Lynemouth | United Kingdom | EU | hard coal | EPH | 1972 | 2015 |  | no | no | conventional | retired or fuel switch | no longer coal | 152.1739
UK-2-3 | UK-2 | Lynemouth 3 | Lynemouth | United Kingdom | EU | hard coal | EPH | 1972 | 2015 |  | no | no | conventional | retired or fuel switch | no longer coal | 152.1739
UK-6-1 | UK-6 | Aberthaw 1 | Aberthaw | United Kingdom | EU | hard coal | RWE | 1971 | 2020 | 2019-08-01 | no | no | conventional | retired or fuel switch | retired | 574.6377
UK-6-2 | UK-6 | Aberthaw 2 | Aberthaw | United Kingdom | EU | hard coal | RWE | 1971 | 2020 | 2019-08-01 | no | no | conventional | retired or fuel switch | retired | 574.6377
UK-6-3 | UK-6 | Aberthaw 3 | Aberthaw | United Kingdom | EU | hard coal | RWE | 1971 | 2020 | 2019-08-01 | no | no | conventional | retired or fuel switch | retired | 574.6377
UK-15-1 | UK-15 | Cottam 1 | Cottam | United Kingdom | EU | hard coal | EDF | 1969 | 2019 | 2019-02-07 | no | 2024 | conventional | retired or fuel switch | retired | 545.6522
UK-15-2 | UK-15 | Cottam 2 | Cottam | United Kingdom | EU | hard coal | EDF | 1969 | 2019 | 2019-02-07 | no | 2024 | conventional | retired or fuel switch | retired | 545.6522
UK-15-3 | UK-15 | Cottam 3 | Cottam | United Kingdom | EU | hard coal | EDF | 1969 | 2019 | 2019-02-07 | no | 2024 | conventional | retired or fuel switch | retired | 545.6522
UK-15-4 | UK-15 | Cottam 4 | Cottam | United Kingdom | EU | hard coal | EDF | 1969 | 2019 | 2019-02-07 | no | 2024 | conventional | retired or fuel switch | retired | 545.6522
UK-16-1 | UK-16 | Fiddler’s Ferry 1 | Fiddler’s Ferry | United Kingdom | EU | hard coal | SSE | 1971 | 2019 | 2019-03-22 | no | no | conventional | retired or fuel switch | retired | 532.8804
UK-16-2 | UK-16 | Fiddler’s Ferry 2 | Fiddler’s Ferry | United Kingdom | EU | hard coal | SSE | 1971 | 2020 | 2019-06-13 | no | no | conventional | retired or fuel switch | retired | 532.8804
UK-16-3 | UK-16 | Fiddler’s Ferry 3 | Fiddler’s Ferry | United Kingdom | EU | hard coal | SSE | 1971 | 2020 | 2019-06-13 | no | no | conventional | retired or fuel switch | retired | 532.8804
UK-16-4 | UK-16 | Fiddler’s Ferry 4 | Fiddler’s Ferry | United Kingdom | EU | hard coal | SSE | 1971 | 2020 | 2019-06-13 | no | no | conventional | retired or fuel switch | retired | 532.8804
UK-22-1 | UK-22 | Didcot A1 | Didcot A | United Kingdom | EU | hard coal | RWE | 1970 | 2013 |  | no | no | conventional | retired or fuel switch | retired | 543.4783
UK-22-2 | UK-22 | Didcot A2 | Didcot A | United Kingdom | EU | hard coal | RWE | 1970 | 2013 |  | no | no | conventional | retired or fuel switch | retired | 543.4783
UK-22-3 | UK-22 | Didcot A3 | Didcot A | United Kingdom | EU | hard coal | RWE | 1970 | 2013 |  | no | no | conventional | retired or fuel switch | retired | 543.4783
UK-22-4 | UK-22 | Didcot A4 | Didcot A | United Kingdom | EU | hard coal | RWE | 1970 | 2013 |  | no | no | conventional | retired or fuel switch | retired | 543.4783
UK-28-1 | UK-28 | Eggborough 1 | Eggborough | United Kingdom | EU | hard coal | EPH | 1967 | 2018 | 2018-02-02 | no | 2024 | conventional | retired or fuel switch | retired | 532.6087
UK-28-2 | UK-28 | Eggborough 2 | Eggborough | United Kingdom | EU | hard coal | EPH | 1967 | 2018 | 2018-02-02 | no | 2024 | conventional | retired or fuel switch | retired | 532.6087
UK-28-3 | UK-28 | Eggborough 3 | Eggborough | United Kingdom | EU | hard coal | EPH | 1967 | 2018 | 2018-02-02 | no | 2024 | conventional | retired or fuel switch | retired | 532.6087
UK-28-4 | UK-28 | Eggborough 4 | Eggborough | United Kingdom | EU | hard coal | EPH | 1967 | 2018 | 2018-02-02 | no | 2024 | conventional | retired or fuel switch | retired | 532.6087
UK-36-1 | UK-36 | Ferrybridge 1 | Ferrybridge | United Kingdom | EU | hard coal | SSE | 1966 | 2014 |  | no | no | conventional | retired or fuel switch | retired | 532.6087
UK-36-2 | UK-36 | Ferrybridge 2 | Ferrybridge | United Kingdom | EU | hard coal | SSE | 1966 | 2014 |  | no | no | conventional | retired or fuel switch | retired | 532.6087
UK-36-3 | UK-36 | Ferrybridge 3 | Ferrybridge | United Kingdom | EU | hard coal | SSE | 1966 | 2016 | 2015-05-20 | no | 2024 | conventional | retired or fuel switch | retired | 532.6087
UK-36-4 | UK-36 | Ferrybridge 4 | Ferrybridge | United Kingdom | EU | hard coal | SSE | 1966 | 2016 | 2015-05-20 | no | 2024 | conventional | retired or fuel switch | retired | 532.6087
UK-50-1 | UK-50 | Uskmouth 13 | Uskmouth | United Kingdom | EU | hard coal | SIMEC | 1962 | 2017 |  | no | 2024 | conventional | retired or fuel switch | no longer coal | 121
UK-50-2 | UK-50 | Uskmouth 14 | Uskmouth | United Kingdom | EU | hard coal | SIMEC | 1962 | 2017 |  | no | 2024 | conventional | retired or fuel switch | no longer coal | 121
UK-50-3 | UK-50 | Uskmouth 15 | Uskmouth | United Kingdom | EU | hard coal | SIMEC | 1962 | 2014 |  | no | no | conventional | retired or fuel switch | retired | 121
UK-57-1 | UK-57 | Ratcliffe 1 | Ratcliffe | United Kingdom | EU | hard coal | Uniper | 1968 |  |  | no | 2024 | conventional | open | operational | 543.4783
UK-57-2 | UK-57 | Ratcliffe 2 | Ratcliffe | United Kingdom | EU | hard coal | Uniper | 1968 |  |  | no | 2024 | conventional | open | operational | 543.4783
UK-57-3 | UK-57 | Ratcliffe 3 | Ratcliffe | United Kingdom | EU | hard coal | Uniper | 1968 |  |  | no | 2024 | conventional | open | operational | 543.4783
UK-57-4 | UK-57 | Ratcliffe 4 | Ratcliffe | United Kingdom | EU | hard coal | Uniper | 1968 |  |  | no | 2024 | conventional | open | operational | 543.4783
UK-59-1 | UK-59 | West Burton 1 | West Burton | United Kingdom | EU | hard coal | EDF | 1967 |  |  | no | 2024 | conventional | open | operational | 546.7391
UK-59-2 | UK-59 | West Burton 2 | West Burton | United Kingdom | EU | hard coal | EDF | 1967 |  |  | no | 2024 | conventional | open | operational | 546.7391
UK-59-3 | UK-59 | West Burton 3 | West Burton | United Kingdom | EU | hard coal | EDF | 1967 |  |  | no | 2024 | conventional | open | operational | 546.7391
UK-59-4 | UK-59 | West Burton 4 | West Burton | United Kingdom | EU | hard coal | EDF | 1967 |  |  | no | 2024 | conventional | open | operational | 546.7391
UK-60-1 | UK-60 | Kingsnorth 1 | Kingsnorth | United Kingdom | EU | hard coal | Uniper | 1970 | 2012 |  | no | no | conventional | retired or fuel switch | retired | 543.4783
UK-60-2 | UK-60 | Kingsnorth 2 | Kingsnorth | United Kingdom | EU | hard coal | Uniper | 1970 | 2012 |  | no | no | conventional | retired or fuel switch | retired | 543.4783
UK-60-3 | UK-60 | Kingsnorth 3 | Kingsnorth | United Kingdom | EU | hard coal | Uniper | 1970 | 2012 |  | no | no | conventional | retired or fuel switch | retired | 543.4783
UK-60-4 | UK-60 | Kingsnorth 4 | Kingsnorth | United Kingdom | EU | hard coal | Uniper | 1970 | 2012 |  | no | no | conventional | retired or fuel switch | retired | 543.4783
UK-64-1 | UK-64 | Rugeley 1 | Rugeley | United Kingdom | EU | hard coal | Engie | 1972 | 2016 | 2016-05-21 | no | 2024 | conventional | retired or fuel switch | retired | 546.7391
UK-64-2 | UK-64 | Rugeley 2 | Rugeley | United Kingdom | EU | hard coal | Engie | 1972 | 2016 | 2016-05-21 | no | 2024 | conventional | retired or fuel switch | retired | 546.7391
UK-66-1 | UK-66 | Drax 1 | Drax | United Kingdom | EU | hard coal | Drax Power plc | 1974 | 2013 |  | no | no | conventional | retired or fuel switch | no longer coal | 701.087
UK-66-2 | UK-66 | Drax 2 | Drax | United Kingdom | EU | hard coal | Drax Power plc | 1974 | 2014 |  | no | no | conventional | retired or fuel switch | no longer coal | 701.087
UK-66-3 | UK-66 | Drax 3 | Drax | United Kingdom | EU | hard coal | Drax Power plc | 1976 | 2016 |  | no | no | conventional | retired or fuel switch | no longer coal | 701.087
UK-66-4 | UK-66 | Drax 4 | Drax | United Kingdom | EU | hard coal | Drax Power plc | 1984 | 2018 | 2018-01-17 | no | no | conventional | retired or fuel switch | no longer coal | 701.087
UK-66-5 | UK-66 | Drax 5 | Drax | United Kingdom | EU | hard coal | Drax Power plc | 1985 | 2022 | 2020-02-27 | yes | no | conventional | open | operational | 701.087
UK-66-6 | UK-66 | Drax 6 | Drax | United Kingdom | EU | hard coal | Drax Power plc | 1986 | 2022 | 2020-02-27 | yes | no | conventional | open | operational | 701.087
UK-75-1 | UK-75 | Ironbridge 1 | Ironbridge | United Kingdom | EU | hard coal | Uniper | 1970 | 2011 |  | no | no | conventional | retired or fuel switch | retired | 543.4783
UK-75-2 | UK-75 | Ironbridge 2 | Ironbridge | United Kingdom | EU | hard coal | Uniper | 1970 | 2011 |  | no | no | conventional | retired or fuel switch | retired | 543.4783
UK-76-1 | UK-76 | Tilbury 9 | Tilbury | United Kingdom | EU | hard coal | RWE | 1970 | 2011 |  | no | no | conventional | retired or fuel switch | no longer coal | 326.087
UK-76-2 | UK-76 | Tilbury 10 | Tilbury | United Kingdom | EU | hard coal | RWE | 1970 | 2011 |  | no | no | conventional | retired or fuel switch | no longer coal | 326.087
UK-76-3 | UK-76 | Tilbury 11 | Tilbury | United Kingdom | EU | hard coal | RWE | 1970 | 2011 |  | no | no | conventional | retired or fuel switch | no longer coal | 326.087
UK-85-1 | UK-85 | Kilroot 1 | Kilroot | United Kingdom | EU | hard coal | EPH | 1981 | 8888 |  | yes | no | conventional | open | operational | 282.6087
UK-85-2 | UK-85 | Kilroot 2 | Kilroot | United Kingdom | EU | hard coal | EPH | 1981 | 8888 |  | yes | no | conventional | open | operational | 282.6087
UK-87-1 | UK-87 | Longannet 1 | Longannet | United Kingdom | EU | hard coal | Iberdrola | 1970 | 2016 |  | no | 2024 | conventional | retired or fuel switch | retired | 614.1304
UK-87-2 | UK-87 | Longannet 2 | Longannet | United Kingdom | EU | hard coal | Iberdrola | 1970 | 2016 |  | no | 2024 | conventional | retired or fuel switch | retired | 614.1304
UK-87-3 | UK-87 | Longannet 3 | Longannet | United Kingdom | EU | hard coal | Iberdrola | 1970 | 2016 |  | no | 2024 | conventional | retired or fuel switch | retired | 614.1304
UK-87-4 | UK-87 | Longannet 4 | Longannet | United Kingdom | EU | hard coal | Iberdrola | 1970 | 2016 |  | no | 2024 | conventional | retired or fuel switch | retired | 614.1304
UK-91-1 | UK-91 | Cockenzie 1 | Cockenzie | United Kingdom | EU | hard coal | Iberdrola | 1970 | 2013 |  | no | no | conventional | retired or fuel switch | retired | 326.087
UK-91-2 | UK-91 | Cockenzie 2 | Cockenzie | United Kingdom | EU | hard coal | Iberdrola | 1970 | 2013 |  | no | no | conventional | retired or fuel switch | retired | 326.087
UK-91-3 | UK-91 | Cockenzie 3 | Cockenzie | United Kingdom | EU | hard coal | Iberdrola | 1970 | 2013 |  | no | no | conventional | retired or fuel switch | retired | 326.087
UK-91-4 | UK-91 | Cockenzie 4 | Cockenzie | United Kingdom | EU | hard coal | Iberdrola | 1970 | 2013 |  | no | no | conventional | retired or fuel switch | retired | 326.087

## New Coal Projects
Project Data
Tracking ID (Global Coal Plant Tracker) | Unit name | Plant name | Region | Country | Owner | Project status | Latitude | Longitude | Capacity | Fuel type | Commissioning year (projected) | Projected lifetime CO2 emissions
|  | Number of ongoing projects: 42 | [6 empty] | MW_el_gross |  |  | Mt
Source: Global Coal Plant Tracker (status: 12 Jan 2020)
G114297 | Karvina 2 | Karvina power station | EU | Czech Republic | Veolia | Permitted | 49.8235 | 18.4803 | 70 | Multi-fuel/bituminous | 2022
G113827 | Leczna Power Station (Enea) | Leczna Power Station (Enea) | EU | Poland | Enea | Pre-permit development | 51.3 | 22.8833 | 500 | Bituminous |  | 69.5078
G108649 | Rovinari Power Station Unit 7 | Rovinari Power Station | EU | Romania | Complexul Energetic Oltenia | Pre-permit development | 44.9106 | 23.1348 | 600 | Lignite | 2020 | 101.7926
G114022 | Afşin-Elbistan-C power station Unit 1 | Afşin-Elbistan power station | Turkey | Turkey | EÜAŞ | Pre-permit development | 38.3508 | 37.0071 | 600 | unknown |  | 325
G114023 | Afşin-Elbistan-D power station | Afşin-Elbistan power station | Turkey | Turkey | EÜAŞ | Announced | 38.3508 | 37.0071 | 1200 | unknown |  | 217
G114024 | Afşin-Elbistan-E power station | Afşin-Elbistan power station | Turkey | Turkey | EÜAŞ | Announced | 38.3508 | 37.0071 | 1400 | unknown |  | 253
G114025 | Afşin-Elbistan-G power station | Afşin-Elbistan power station | Turkey | Turkey | EÜAŞ | Announced | 38.3508 | 37.0071 | 1400 | unknown |  | 253
G100076 | Ağan power station Unit 1 | Ağan power station | Turkey | Turkey | Doğanlar Holding | Pre-permit development | 40.4498 | 27.3044 | 790 | Bituminous |  | 133
G114021 | Ağan power station Unit 2 | Ağan power station | Turkey | Turkey | Doğanlar Holding | Pre-permit development | 40.4498 | 27.3044 | 790 | Bituminous
G102683 | Alpu power station Unit 1 | Alpu power station | Turkey | Turkey | EÜAŞ, Turkish Coal Enterprise | Pre-permit development | 39.897 | 30.862 | 360 | Lignite |  | 68
G113501 | Alpu power station Unit 2 | Alpu power station | Turkey | Turkey | EÜAŞ, Turkish Coal Enterprise | Pre-permit development | 39.897 | 30.862 | 360 | Lignite |  | 68
G114287 | Alpu power station Unit 3 | Alpu power station | Turkey | Turkey | EÜAŞ, Turkish Coal Enterprise | Pre-permit development | 39.897 | 30.862 | 360 | Lignite |  | 68
G112799 | Antes power station | Antes power station | Turkey | Turkey | Çelikler Holding | Pre-permit development | 37.3667 | 28.0333 | 160 | Lignite |  | 32
G106952 | Ayas power station | Ayas power station | Turkey | Turkey | OYAK, Koç Holding | Permitted | 36.8221 | 35.8675 | 625 | Bituminous |  | 107
G101194 | Çankırı Orta Bereket power station | Çankırı Bereket power station | Turkey | Turkey | Çalık Holding | Permitted | 40.6239 | 33.1128 | 135 | Lignite |  | 26
G113855 | Çatalağzı power station Unit 3 | Çatalağzı-B power station | Turkey | Turkey | Bereket Enerji | Pre-permit development | 41.5174 | 31.9002 | 660 | Lignite |  | 131
G112797 | Çayırhan-B power station | Çayırhan power station | Turkey | Turkey | Çelikler Holding, Kalyon Group, Kolin Group | Permitted | 40.097 | 31.695 | 800 | Lignite |  | 156
G101595 | Çırpılar power station | Çırpılar power station | Turkey | Turkey | Taşyapı Group | Pre-permit development | 39.8168 | 27.3398 | 200 | Lignite |  | 39
G113112 | DETES 1 power station | DETES 1 power station | Turkey | Turkey | Demir Madencilik | Pre-permit development | 41.498 | 31.868 | 160 | Lignite |  | 31
G100075 | Dinar power station | Dinar Uluköy power station | Turkey | Turkey | Turkish Coal Enterprise | Announced | 38.064 | 30.167 | 3500 | Lignite |  | 683
G102442 | DOSAB cogeneration plant | DOSAB cogeneration plant | Turkey | Turkey | DOSAB | Pre-permit development | 40.2432 | 28.9644 | 50 | Lignite |  | 10
G103750 | HEMA Amasra power station Unit 1 | HEMA Amasra power station | Turkey | Turkey | Hattat Holding | Pre-permit development | 41.723 | 32.349 | 660 | ANTH |  | 123
G114289 | HEMA Amasra power station Unit 2 | HEMA Amasra power station | Turkey | Turkey | Hattat Holding | Pre-permit development | 41.723 | 32.349 | 660 | ANTH |  | 123
G104831 | Ilgın power station Unit 1 | Ilgın power station | Turkey | Turkey | Ciner Holding | Permitted | 38.26 | 31.91 | 250 | Lignite |  | 49
G114290 | Ilgın power station Unit 2 | Ilgın power station | Turkey | Turkey | Ciner Holding | Permitted | 38.26 | 31.91 | 250 | Lignite |  | 49
G113786 | İzdemir Enerji II power station | İzdemir Enerji II power station | Turkey | Turkey | İDÇ Steel | Pre-permit development | 38.74173 | 26.92917 | 350 | Bituminous |  | 57.7
G105432 | Kahramanmaraş Anadolu power station Unit 1 | Kahramanmaraş Anadolu power station | Turkey | Turkey | Ege Trade | Pre-permit development | 38.3508 | 37.0071 | 300 | Lignite |  | 58.5
G114291 | Kahramanmaraş Anadolu power station Unit 2 | Kahramanmaraş Anadolu power station | Turkey | Turkey | Ege Trade | Pre-permit development | 38.3508 | 37.0071 | 300 | Lignite |  | 58.5
G114292 | Kahramanmaraş Anadolu power station Unit 3 | Kahramanmaraş Anadolu power station | Turkey | Turkey | Ege Trade | Pre-permit development | 38.3508 | 37.0071 | 300 | Lignite |  | 58.5
G114293 | Kahramanmaraş Anadolu power station Unit 4 | Kahramanmaraş Anadolu power station | Turkey | Turkey | Ege Trade | Pre-permit development | 38.3508 | 37.0071 | 300 | Lignite |  | 58.5
G105538 | Kangal Etyemez power station | Kangal Etyemez power station | Turkey | Turkey | Soyak Holding | Pre-permit development | 39.0774 | 37.2956 | 135 | Lignite |  | 27
G105558 | Karaburun power station Unit 1 | Karaburun power station | Turkey | Turkey | Yıldırım Group | Permitted | 40.446 | 27.287 | 660 | unknown |  | 117
G105559 | Karaburun power station Unit 2 | Karaburun power station | Turkey | Turkey | Yıldırım Group | Permitted | 40.446 | 27.287 | 660 | Bituminous |  | 113
G105774 | Kirazlidere Thermal Power Plant-1 | Kirazlıdere power complex | Turkey | Turkey | Yıldırım Group | Permitted | 40.3823 | 26.9946 | 800 | Bituminous |  | 111
G105775 | Kirazlidere Thermal Power Plant-2 | Kirazlıdere power complex | Turkey | Turkey | Yıldırım Group | Permitted | 40.3823 | 26.9946 | 800 | Bituminous |  | 111
G102694 | Kınık power station Unit 1 | Kınık power station | Turkey | Turkey | Polyak Eynez Enerji Üretim Madencilik Sanayi ve Ticaret | Permitted | 39.084 | 27.45 | 350 | Lignite |  | 67
G114256 | Kınık power station Unit 2 | Kınık power station | Turkey | Turkey | Polyak Eynez Enerji Üretim Madencilik Sanayi ve Ticaret | Permitted | 39.084 | 27.45 | 350 | Lignite
G105848 | Konya Karapınar power station | Konya Karapınar power station | Turkey | Turkey | Istroenergo Group, Singa Energy Solutions, ACWA Power, Hornonitrianske bane Prievidza, others | Announced | 37.714 | 33.551 | 5000 | Lignite |  | 976
G107078 | Muğla power station | Muğla power station | Turkey | Turkey | TBD | Announced | 37.15 | 27.805 | 300 | unknown |  | 54
G108801 | Sanko Yumurtalık power station Unit 1 | Sanko Yumurtalık power station | Turkey | Turkey | Sanko Holding | Pre-permit development | 36.876 | 35.894 | 800 | unknown |  | 154
G114261 | Sanko Yumurtalık power station Unit 2 | Sanko Yumurtalık power station | Turkey | Turkey | Sanko Holding | Pre-permit development | 36.876 | 35.894 | 800 | unknown
G110035 | Teyo Tufanbeyli power station Unit 1 | Teyo Tufanbeyli power station | Turkey | Turkey | Teyo Yatırım ve Dış Ticaret A.Ş. | Pre-permit development | 38.2299 | 36.2481 | 350 | Lignite |  | 69
G110036 | Teyo Tufanbeyli power station Unit 2 | Teyo Tufanbeyli power station | Turkey | Turkey | Teyo Yatırım ve Dış Ticaret A.Ş. | Pre-permit development | 38.2299 | 36.2481 | 350 | Lignite |  | 69
G110461 | Uluköy power station Unit 1 | Uluköy power station | Turkey | Turkey | Kolin Group, Limak Holding, Kalyon Group | Pre-permit development | 38.2 | 30.2706 | 160 | Lignite |  | 31.5
G114311 | Uluköy power station Unit 2 | Uluköy power station | Turkey | Turkey | Kolin Group, Limak Holding, Kalyon Group | Pre-permit development | 38.2 | 30.2706 | 160 | Lignite |  | 31.5
G114312 | Uluköy power station Unit 3 | Uluköy power station | Turkey | Turkey | Kolin Group, Limak Holding, Kalyon Group | Pre-permit development | 38.2 | 30.2706 | 160 | Lignite |  | 31.5
G114313 | Uluköy power station Unit 4 | Uluköy power station | Turkey | Turkey | Kolin Group, Limak Holding, Kalyon Group | Pre-permit development | 38.2 | 30.2706 | 160 | Lignite |  | 31.5
G114259 | Vize power station Unit 1 | Vize power station | Turkey | Turkey | TBD | Announced | 41.573 | 27.8117 | 330 | unknown
G114294 | Vize power station Unit 2 | Vize power station | Turkey | Turkey | TBD | Announced | 41.573 | 27.8117 | 330 | unknown
G113896 | Yenidere power station Unit 1 | Yenidere power station | Turkey | Turkey | Yenidere Termik Enerji | Pre-permit development | 37.5086 | 28.6737 | 100 | Lignite |  | 0
G113897 | Yenidere power station Unit 2 | Yenidere power station | Turkey | Turkey | Yenidere Termik Enerji | Pre-permit development | 37.5086 | 28.6737 | 100 | Lignite |  | 0
G111483 | Yumurtalık IC İçtaş power station Unit 1 | Yumurtalık IC İçtaş power station | Turkey | Turkey | IC İbrahim Çeçen Investment Holding | Pre-permit development | 36.77 | 35.79 | 600 | unknown |  | 108
G114295 | Eren-1 TES Unit 1 | Eren 1 power station | Turkey | Turkey | DEBA madencilik | Pre-permit development | 41.632 | 27.03 | 245 | lignite |  | 48.2344
G114296 | Eren-1 TES Unit 2 | Eren 1 power station | Turkey | Turkey | DEBA madencilik | Pre-permit development | 41.632 | 27.03 | 245 | lignite |  | 48.2344
G100525 | Banovici Power Station | Banovici Power Station | Western Balkans | Bosnia & Herzegovina | RMU Banovici | Permitted | 44.4 | 18.5333 | 350 | Lignite |  | 68
G101092 | Bugojno Thermal Power Project Unit 1 | Bugojno Thermal Power Project | Western Balkans | Bosnia & Herzegovina | Elektroprivreda BIH (EPBIH) | Announced | 44.05 | 17.45 | 300 | Lignite |  | 59
G102881 | Gacko 2 | Gacko | Western Balkans | Bosnia & Herzegovina | Elektroprivreda Republike Srpske | Announced | 43.1723 | 18.5127 | 350 | Lignite |  | 68
G105456 | Kakanj 8 | Kakanj | Western Balkans | Bosnia & Herzegovina | Elektroprivreda BIH (EPBIH) | Permitted | 44.0897 | 18.1144 | 300 | Lignite |  | 59
G105457 | Kakanj 9 | Kakanj | Western Balkans | Bosnia & Herzegovina | Elektroprivreda BIH (EPBIH) | Announced | 44.0897 | 18.1144 | 300 | Lignite |  | 59
G105521 | Kamengrad Thermal Power Plant Unit 1 | Kamengrad Thermal Power Plant | Western Balkans | Bosnia & Herzegovina | RMU Kamengrad | Announced | 44.7667 | 16.6667 | 215 | Lignite |  | 42
G105522 | Kamengrad Thermal Power Plant Unit 2 | Kamengrad Thermal Power Plant | Western Balkans | Bosnia & Herzegovina | RMU Kamengrad | Announced | 44.7667 | 16.6667 | 215 | Lignite |  | 42
G110406 | Tuzla 7 | Tuzla | Western Balkans | Bosnia & Herzegovina | Elektroprivreda BIH (EPBIH) | Permitted | 44.52 | 18.6061 | 450 | Lignite |  | 88
G110407 | Tuzla 8 | Tuzla | Western Balkans | Bosnia & Herzegovina | Elektroprivreda BIH (EPBIH) | Announced | 44.52 | 18.6061 | 450 | Lignite |  | 88
G110434 | Ugljevik III 1 | Ugljevik 3 power station | Western Balkans | Bosnia & Herzegovina | Comsar Energy (90%), Elektroprivreda Republike Srpske (10%) | Pre-permit development | 44.6834 | 18.9685 | 300 | Lignite |  | 59
G110435 | Ugljevik III 2 | Ugljevik 3 power station | Western Balkans | Bosnia & Herzegovina | Comsar Energy (90%), Elektroprivreda Republike Srpske (10%) | Pre-permit development | 44.6834 | 18.9685 | 300 | Lignite |  | 59
G105817 | Kolubara B1 | Kolubara B | Western Balkans | Serbia | Elektroprivreda Srbije (EPS) | Pre-permit development | 44.4675 | 20.2844 | 350 | Lignite |  | 74
G105913 | Kovin power station Unit 1 | Kovin power station | Western Balkans | Serbia | Serbian Oil Company (NIS) | Announced | 44.75 | 20.9667 | 350 | Lignite |  | 68
G105914 | Kovin power station Unit 2 | Kovin power station | Western Balkans | Serbia | Serbian Oil Company (NIS) | Announced | 44.75 | 20.9667 | 350 | Lignite |  | 68
G109625 | Štavalj Power Station | Štavalj Power Station | Western Balkans | Serbia | Elektroprivreda Srbije (EPS) | Announced | 43.273 | 19.9994 | 300 | Lignite |  | 59